## Ext
Drawing | Description | Quantity
¦¦ L-100 - 207th removals | DEMO FIXTURE 2' x 4' RCSD | 4
¦¦ L-100 - 207th removals | DEMO FIXTURE 4' INDUSTRIAL | 8
¦¦ L-100 - 207th removals | DEMO FIXTURE EMERGENCY REMOTE | 3
¦¦ L-100 - 207th removals | DEMO RECEPTACLE | 7
¦¦ L-100 - 207th removals | DEMO SWITCH | 3
¦¦ L-100 - 207th removals | Demo Wall Mount Heater | 5
¦¦ L-100 - 207th removals | DEMO UP TO 1" RMC & WIRE | 200
¦¦ L-100 - 207th removals | DEMO 60A DSN SWITCH | 6
¦¦ L-100 - 207th removals | DEMO 50A 3PH TRANSFER SW | 2
¦¦ L-101 - Existing One Line Removals | DEMO UP TO 3" RMC & WIRE | 100
¦¦ L-101 - Existing One Line Removals | DEMO 1P MOLDED CASE BRKR NEMA 1 | 4
¦¦ L-103 | 3/4" CONDUIT - EMT | 160
¦¦ L-103 | 3/4" CONN SS DC - EMT | 16
¦¦ L-103 | 3/4" COUPLING SS DC - EMT | 16
¦¦ L-103 | 3/4" CONDUIT - RMC - GALV | 930
¦¦ L-103 | 1 1/2" CONDUIT - RMC - GALV | 30
¦¦ L-103 | 4" CONDUIT - RMC - GALV | 110
¦¦ L-103 | 1 1/2" COUPLING - RMC - GALV | 4
¦¦ L-103 | 4" COUPLING - RMC - GALV | 8
¦¦ L-103 | 1 1/2" ELBOW 90 DEG - RMC - GALV | 4
¦¦ L-103 | 4" ELBOW 90 DEG - RMC - GALV | 8
¦¦ L-103 | 3/4" LOCKNUT - STEEL | 32
¦¦ L-103 | 1 1/2" LOCKNUT - STEEL | 8
¦¦ L-103 | 4" LOCKNUT - STEEL | 16
¦¦ L-103 | 3/4" BUSHING - PLASTIC | 16
¦¦ L-103 | 1 1/2" BUSHING - PLASTIC | 4
¦¦ L-103 | 4" BUSHING - PLASTIC | 8
¦¦ L-103 | 3/4" MEASURE CUT & THREAD LABOR - RMC - GALV | 8
¦¦ L-103 | 1 1/2" MEASURE CUT & THREAD LABOR - RMC - GALV | 2
¦¦ L-103 | 4" MEASURE CUT & THREAD LABOR - RMC - GALV | 4
¦¦ L-103 | 3/4" DBL LOCKNUT & BUSHING LABOR - RMC - GALV | 16
¦¦ L-103 | 1 1/2" DBL LOCKNUT & BUSHING LABOR - RMC - GALV | 4
¦¦ L-103 | 4" DBL LOCKNUT & BUSHING LABOR - RMC - GALV | 8
¦¦ L-103 | 3/4" 1-H STRAP - EMT - STEEL | 24
¦¦ L-103 | 4" 1-PC CONDUIT STRUT CLAMP W/ SADDLE - PLTD | 22
¦¦ L-103 | 3/4" 1-H STRAP - RMC - MALL | 186
¦¦ L-103 | 1 1/2" 1-H STRAP - RMC - MALL | 6
¦¦ L-103 | 3/4" CLAMP BACK | 186
¦¦ L-103 | 1 1/2" CLAMP BACK | 6
¦¦ L-103 | #12 THHN SOLID BLACK | 410
¦¦ L-103 | #10 THHN SOLID BLACK | 2390
¦¦ L-103 | # 8 THHN SOLID BLACK | 200
¦¦ L-103 | # 6 THHN SOLID BLACK | 30
¦¦ L-103 | # 2 THHN SOLID BLACK | 120
¦¦ L-103 | #12 THHN STR BLACK | 352
¦¦ L-103 | #500 MCM THHN BLACK | 440
¦¦ L-103 | 4x 1 1/2" SQ BOX COMB KO | 8
¦¦ L-103 | 4" SQ 1G PLSTR RING 5/8" RISE | 8
¦¦ L-103 | 36"x 36"x 12" HDG - SPLICE BOX | 2
¦¦ L-103 | 1 5/8x 1 5/8x 12G STRUT GRN | 12
¦¦ L-103 | 1 1/2" x 1 1/2" SS Channel 10ft | 8
¦¦ L-103 | 1/4-20x 1 3/4 WEDGE ANCHOR - 1 1/8" MIN DEPTH | 6
¦¦ L-103 | 1/2-13x 2 3/4 WEDGE ANCHOR - 2 1/4" MIN DEPTH | 22
¦¦ L-103 | #8 TO #10x 7/8 PLAS ANCHOR (3/16) | 186
¦¦ L-103 | 1/2" SS STUD ANCHOR | 16
¦¦ L-103 | 1/4-20x 5/8 HEX HEAD BOLT - PLTD STL | 6
¦¦ L-103 | 1/2-13x 1 HEX HEAD BOLT - PLTD STL | 22
¦¦ L-103 | 1/2-13x 1 BOLT HEX HEAD - S/S | 16
¦¦ L-103 | 1/2-13 HEX NUT - S/S | 16
¦¦ L-103 | 1/2" FLAT WASHER - S/S | 16
¦¦ L-103 | 1/2" LOCK WASHER - S/S | 16
¦¦ L-103 | #10x 1 P/H SELF-TAP SCREW | 226
¦¦ L-103 | 1G DUPLEX REC PLATE - 302 S/S | 1
¦¦ L-103 | 20A 125V DUP REC - IVY (SG) | 1
¦¦ L-103 | 20A 125V DUP REC - GFCI IVY (SG) | 7
¦¦ L-103 | 30A 250V DSN SW FUSIBLE - NEMA 1 | 1
¦¦ L-103 | LPN Panel | 2
¦¦ L-103 | DBNR Panel | 2
¦¦ L-103 | 250A DISCONNECT | 2
¦¦ L-103 | 1500 Watt Electric Heater | 2
¦¦ L-104 | 3/4" CONDUIT - RMC - GALV | 130
¦¦ L-104 | 3/4" LOCKNUT - STEEL | 24
¦¦ L-104 | 3/4" BUSHING - PLASTIC | 12
¦¦ L-104 | 3/4" MEASURE CUT & THREAD LABOR - RMC - GALV | 6
¦¦ L-104 | 3/4" DBL LOCKNUT & BUSHING LABOR - RMC - GALV | 12
¦¦ L-104 | 3/4" 1-H STRAP - RMC - MALL | 26
¦¦ L-104 | 3/4" CLAMP BACK | 26
¦¦ L-104 | #12 THHN SOLID BLACK | 390
¦¦ L-104 | FD 1G BOX 1x 3/4" HUB - TOP | 5
¦¦ L-104 | #8 TO #10x 7/8 PLAS ANCHOR (3/16) | 26
¦¦ L-104 | #10x 1 P/H SELF-TAP SCREW | 26
¦¦ L-104 | 30A 120-277V S/P SW - TOGGLE IVY (SG) | 5
¦¦ L-104 | 48 Light Fixture | 6
¦¦ L-104 | 36 Light Fixture | 2
¦¦ L-104 | EM Light | 3
¦¦ L-104 | EM Wall Light | 1
¦¦ L-200/201 - 34th/6th removals | DEMO FIXTURE 4' INDUSTRIAL | 3
¦¦ L-200/201 - 34th/6th removals | DEMO SWITCH | 4
¦¦ L-200/201 - 34th/6th removals | DEMO 12x 12x 6" J-BOX | 2
¦¦ L-200/201 - 34th/6th removals | DEMO UP TO 1" RMC & WIRE | 500
¦¦ L-200/201 - 34th/6th removals | DEMO 225A BRANCH PANEL | 2
¦¦ L-200/201 - 34th/6th removals | DEMO 100A DSN SWITCH | 2
¦¦ L-200/201 - 34th/6th removals | DEMO 15kVA 3PH TRANSFORMER | 2
¦¦ L-202 | 1" CONDUIT - RMC - GALV | 70
¦¦ L-202 | 1 1/2" CONDUIT - RMC - GALV | 40
¦¦ L-202 | 2" CONDUIT - RMC - GALV | 350
¦¦ L-202 | 1 1/2" COUPLING - RMC - GALV | 4
¦¦ L-202 | 2" COUPLING - RMC - GALV | 4
¦¦ L-202 | 1 1/2" ELBOW 90 DEG - RMC - GALV | 4
¦¦ L-202 | 2" ELBOW 90 DEG - RMC - GALV | 4
¦¦ L-202 | 1" LOCKNUT - STEEL | 16
¦¦ L-202 | 1 1/2" LOCKNUT - STEEL | 8
¦¦ L-202 | 2" LOCKNUT - STEEL | 8
¦¦ L-202 | 1" BUSHING - PLASTIC | 8
¦¦ L-202 | 1 1/2" BUSHING - PLASTIC | 4
¦¦ L-202 | 2" BUSHING - PLASTIC | 4
¦¦ L-202 | 1" MEASURE CUT & THREAD LABOR - RMC - GALV | 4
¦¦ L-202 | 1 1/2" MEASURE CUT & THREAD LABOR - RMC - GALV | 2
¦¦ L-202 | 2" MEASURE CUT & THREAD LABOR - RMC - GALV | 2
¦¦ L-202 | 1" DBL LOCKNUT & BUSHING LABOR - RMC - GALV | 8
¦¦ L-202 | 1 1/2" DBL LOCKNUT & BUSHING LABOR - RMC - GALV | 4
¦¦ L-202 | 2" DBL LOCKNUT & BUSHING LABOR - RMC - GALV | 4
¦¦ L-202 | 1 1/2" TYPE C STD CONDUIT BODY - RMC - MALL | 2
¦¦ L-202 | 2" TYPE C STD CONDUIT BODY - RMC - MALL | 3
¦¦ L-202 | 1" 1-H STRAP - RMC - MALL | 14
¦¦ L-202 | 1 1/2" 1-H STRAP - RMC - MALL | 8
¦¦ L-202 | 2" 1-H STRAP - RMC - MALL | 70
¦¦ L-202 | 1" CLAMP BACK | 14
¦¦ L-202 | 1 1/2" CLAMP BACK | 8
¦¦ L-202 | 2" CLAMP BACK | 70
¦¦ L-202 | # 8 THHN SOLID BLACK | 90
¦¦ L-202 | # 6 THHN SOLID BLACK | 460
¦¦ L-202 | # 2 THHN SOLID BLACK | 280
¦¦ L-202 | #2/0 THHN STR BLACK | 1400
¦¦ L-202 | 1/4-20x 1 3/4 WEDGE ANCHOR - 1 1/8" MIN DEPTH | 78
¦¦ L-202 | #8 TO #10x 7/8 PLAS ANCHOR (3/16) | 14
¦¦ L-202 | 1/4-20x 5/8 HEX HEAD BOLT - PLTD STL | 78
¦¦ L-202 | #10x 1 P/H SELF-TAP SCREW | 14
¦¦ L-202 | 15A 1P BREAKER BOLT-ON | 1
¦¦ L-203 | 3/4" CONDUIT - EMT | 220
¦¦ L-203 | 3/4" CONN SS DC - EMT | 22
¦¦ L-203 | 3/4" COUPLING SS DC - EMT | 22
¦¦ L-203 | 3/4" CONDUIT - RMC - GALV | 45
¦¦ L-203 | 3/4" MEASURE CUT & THREAD LABOR - RMC - GALV | 2
¦¦ L-203 | 3/4" 1-H STRAP - EMT - STEEL | 33
¦¦ L-203 | 3/4" 1-H STRAP - RMC - MALL | 7
¦¦ L-203 | #12 THHN SOLID BLACK | 135
¦¦ L-203 | #12 THHN STR BLACK | 484
¦¦ L-203 | 4x 1 1/2" SQ BOX COMB KO | 11
¦¦ L-203 | 4" SQ 1G PLSTR RING 5/8" RISE | 11
¦¦ L-203 | 4 9/16x 1 15/16" DEEP CAST BOX W/ 4x 3/4" HUBS - CI | 2
¦¦ L-203 | COVER ROUND BLANK - CI | 2
¦¦ L-203 | #8 TO #10x 7/8 PLAS ANCHOR (3/16) | 11
¦¦ L-203 | #10x 1 P/H SELF-TAP SCREW | 66
¦¦ L-203 | 1G DUPLEX REC PLATE - 302 S/S | 2
¦¦ L-203 | 20A 125V DUP REC - IVY (SG) | 2
¦¦ L-203 | 20A 125V DUP REC - GFCI IVY (SG) | 9
¦¦ L-203 | 100A 250V DSN SW FUSIBLE - NEMA 12 | 2
¦¦ L-203 | 30KVA 3PH TRANSFORMER - GP - WALL MNT | 2
¦¦ L-203 | LPN Panel | 2
¦¦ L-203 | DBNR Panel | 2
¦¦ L-203 | 1500 Watt Electric Heater | 2
¦¦ L-204 | 3/4" CONDUIT - RMC - GALV | 170
¦¦ L-204 | 3/4" LOCKNUT - STEEL | 24
¦¦ L-204 | 3/4" BUSHING - PLASTIC | 12
¦¦ L-204 | 3/4" MEASURE CUT & THREAD LABOR - RMC - GALV | 6
¦¦ L-204 | 3/4" DBL LOCKNUT & BUSHING LABOR - RMC - GALV | 12
¦¦ L-204 | 3/4" 1-H STRAP - RMC - MALL | 34
¦¦ L-204 | 3/4" CLAMP BACK | 34
¦¦ L-204 | #12 THHN SOLID BLACK | 510
¦¦ L-204 | #8 TO #10x 7/8 PLAS ANCHOR (3/16) | 34
¦¦ L-204 | #10x 1 P/H SELF-TAP SCREW | 34
¦¦ L-204 | 30A 120-277V S/P SW - TOGGLE IVY (SG) | 4
¦¦ L-204 | 36 Light Fixture | 9
¦¦ L-204 | EM Light | 2
¦¦ L-204 | EM Wall Light | 2
¦¦ L-300/301 - 34th/brdwy removals | DEMO FIXTURE 4' INDUSTRIAL | 4
¦¦ L-300/301 - 34th/brdwy removals | Demo Wall Mount Heater | 4
¦¦ L-300/301 - 34th/brdwy removals | DEMO 6x 6x 4" J-BOX | 2
¦¦ L-300/301 - 34th/brdwy removals | DEMO UP TO 1" RMC & WIRE | 100
¦¦ L-300/301 - 34th/brdwy removals | DEMO UP TO 2" RMC & WIRE | 1000
¦¦ L-300/301 - 34th/brdwy removals | DEMO 100A BRANCH PANEL | 2
¦¦ L-300/301 - 34th/brdwy removals | DEMO 30A DSN SWITCH | 1
¦¦ L-300/301 - 34th/brdwy removals | DEMO 100A DSN SWITCH | 3
¦¦ L-300/301 - 34th/brdwy removals | DEMO 15kVA 3PH TRANSFORMER | 2
¦¦ L-302 | 1 1/2" CONDUIT - RMC - GALV | 200
¦¦ L-302 | 2" CONDUIT - RMC - GALV | 600
¦¦ L-302 | 1 1/2" COUPLING - RMC - GALV | 8
¦¦ L-302 | 2" COUPLING - RMC - GALV | 2
¦¦ L-302 | 1 1/2" ELBOW 90 DEG - RMC - GALV | 8
¦¦ L-302 | 2" ELBOW 90 DEG - RMC - GALV | 2
¦¦ L-302 | 1 1/2" LOCKNUT - STEEL | 16
¦¦ L-302 | 2" LOCKNUT - STEEL | 4
¦¦ L-302 | 1 1/2" BUSHING - PLASTIC | 8
¦¦ L-302 | 2" BUSHING - PLASTIC | 2
¦¦ L-302 | 1 1/2" MEASURE CUT & THREAD LABOR - RMC - GALV | 4
¦¦ L-302 | 2" MEASURE CUT & THREAD LABOR - RMC - GALV | 1
¦¦ L-302 | 1 1/2" DBL LOCKNUT & BUSHING LABOR - RMC - GALV | 8
¦¦ L-302 | 2" DBL LOCKNUT & BUSHING LABOR - RMC - GALV | 2
¦¦ L-302 | 1 1/2" 1-H STRAP - RMC - MALL | 40
¦¦ L-302 | 2" 1-H STRAP - RMC - MALL | 120
¦¦ L-302 | 1 1/2" CLAMP BACK | 40
¦¦ L-302 | 2" CLAMP BACK | 120
¦¦ L-302 | #12 THHN SOLID BLACK | 800
¦¦ L-302 | # 2 THHN SOLID BLACK | 600
¦¦ L-302 | #2/0 THHN STR BLACK | 2400
¦¦ L-302 | 1 1/2" x 1 1/2" SS Channel 10ft | 6
¦¦ L-302 | 1/4-20x 1 3/4 WEDGE ANCHOR - 1 1/8" MIN DEPTH | 160
¦¦ L-302 | 1/2" SS STUD ANCHOR | 12
¦¦ L-302 | 1/4-20x 5/8 HEX HEAD BOLT - PLTD STL | 160
¦¦ L-302 | 1/2-13x 1 BOLT HEX HEAD - S/S | 12
¦¦ L-302 | 1/2-13 HEX NUT - S/S | 12
¦¦ L-302 | 1/2" FLAT WASHER - S/S | 12
¦¦ L-302 | 1/2" LOCK WASHER - S/S | 12
¦¦ L-302 | 400A DPB - 51" BRKR HEIGHT | 1
¦¦ L-302 | 225A 3W-42CCT RCSD BREAKER BPB | 2
¦¦ L-302 | 15A 1P BREAKER BOLT-ON | 2
¦¦ L-302 | 200A 3P BREAKER - NEMA 1 | 1
¦¦ L-302 | 100A 250V DSN SW FUSIBLE - NEMA 12 | 2
¦¦ L-302 | 30KVA 3PH TRANSFORMER - AUTO - WALL MNT | 2
¦¦ L-303 | 3/4" CONDUIT - EMT | 120
¦¦ L-303 | 3/4" CONN SS DC - EMT | 12
¦¦ L-303 | 3/4" COUPLING SS DC - EMT | 12
¦¦ L-303 | 3/4" CONDUIT - RMC - GALV | 75
¦¦ L-303 | 3/4" LOCKNUT - STEEL | 8
¦¦ L-303 | 3/4" BUSHING - PLASTIC | 4
¦¦ L-303 | 3/4" MEASURE CUT & THREAD LABOR - RMC - GALV | 4
¦¦ L-303 | 3/4" DBL LOCKNUT & BUSHING LABOR - RMC - GALV | 4
¦¦ L-303 | 3/4" 1-H STRAP - EMT - STEEL | 18
¦¦ L-303 | 3/4" 1-H STRAP - RMC - MALL | 14
¦¦ L-303 | 3/4" CLAMP BACK | 8
¦¦ L-303 | 2" SLEEVE & SEAL | 1
¦¦ L-303 | #12 THHN SOLID BLACK | 225
¦¦ L-303 | #12 THHN STR BLACK | 264
¦¦ L-303 | 4x 1 1/2" SQ BOX COMB KO | 6
¦¦ L-303 | 4" SQ 1G PLSTR RING 5/8" RISE | 6
¦¦ L-303 | 4 9/16x 1 15/16" DEEP CAST BOX W/ 4x 3/4" HUBS - CI | 2
¦¦ L-303 | COVER ROUND BLANK - CI | 2
¦¦ L-303 | #8 TO #10x 7/8 PLAS ANCHOR (3/16) | 18
¦¦ L-303 | #10x 1 P/H SELF-TAP SCREW | 48
¦¦ L-303 | 20A 125V DUP REC - GFCI IVY (SG) | 6
¦¦ L-303 | 2" DIAM CORE 6" THICK FLOOR | 1
¦¦ L-303 | 1500 Watt Electric Heater | 2
¦¦ L-304 | 3/4" CONDUIT - RMC - GALV | 180
¦¦ L-304 | 3/4" LOCKNUT - STEEL | 24
¦¦ L-304 | 3/4" BUSHING - PLASTIC | 12
¦¦ L-304 | 3/4" MEASURE CUT & THREAD LABOR - RMC - GALV | 6
¦¦ L-304 | 3/4" DBL LOCKNUT & BUSHING LABOR - RMC - GALV | 12
¦¦ L-304 | 3/4" 1-H STRAP - RMC - MALL | 36
¦¦ L-304 | 3/4" CLAMP BACK | 36
¦¦ L-304 | #12 THHN SOLID BLACK | 540
¦¦ L-304 | #8 TO #10x 7/8 PLAS ANCHOR (3/16) | 36
¦¦ L-304 | #10x 1 P/H SELF-TAP SCREW | 36
¦¦ L-304 | 30A 120-277V S/P SW - TOGGLE IVY (SG) | 7
¦¦ L-304 | 36 Light Fixture | 6
¦¦ L-304 | EM Light | 2
¦¦ L-304 | EM Wall Light | 2
¦¦ L-400 - Flatbush | DEMO FIXTURE 4' INDUSTRIAL | 5
¦¦ L-400 - Flatbush | DEMO FIXTURE EMERGENCY REMOTE | 4
¦¦ L-400 - Flatbush | DEMO RECEPTACLE | 2
¦¦ L-400 - Flatbush | Demo Wall Mount Heater | 4
¦¦ L-400 - Flatbush | DEMO F/A DEVICE | 2
¦¦ L-400 - Flatbush | DEMO UP TO 1" RMC & WIRE | 200
¦¦ L-400 - Flatbush | Relocated Conduit & Cables | 21
¦¦ L-401 | DEMO UP TO 1" RMC & WIRE | 50
¦¦ L-401 | DEMO UP TO 2" RMC & WIRE | 200
¦¦ L-401 | DEMO 100A DSN SWITCH | 1
¦¦ L-401 | Demo ELEV Controller | 1
¦¦ L-401 | Demo Motor | 1
¦¦ L-402 | 1" CONDUIT - RMC - GALV | 50
¦¦ L-402 | 1 1/2" CONDUIT - RMC - GALV | 20
¦¦ L-402 | 2 1/2" CONDUIT - RMC - GALV | 50
¦¦ L-402 | 3" CONDUIT - RMC - GALV | 220
¦¦ L-402 | 1 1/2" COUPLING - RMC - GALV | 2
¦¦ L-402 | 2 1/2" COUPLING - RMC - GALV | 2
¦¦ L-402 | 3" COUPLING - RMC - GALV | 2
¦¦ L-402 | 1 1/2" ELBOW 90 DEG - RMC - GALV | 2
¦¦ L-402 | 2 1/2" ELBOW 90 DEG - RMC - GALV | 2
¦¦ L-402 | 3" ELBOW 90 DEG - RMC - GALV | 2
¦¦ L-402 | 1" LOCKNUT - STEEL | 4
¦¦ L-402 | 1 1/2" LOCKNUT - STEEL | 4
¦¦ L-402 | 2 1/2" LOCKNUT - STEEL | 4
¦¦ L-402 | 3" LOCKNUT - STEEL | 4
¦¦ L-402 | 1" BUSHING - PLASTIC | 2
¦¦ L-402 | 1 1/2" BUSHING - PLASTIC | 2
¦¦ L-402 | 2 1/2" BUSHING - PLASTIC | 2
¦¦ L-402 | 3" BUSHING - PLASTIC | 2
¦¦ L-402 | 1" MEASURE CUT & THREAD LABOR - RMC - GALV | 1
¦¦ L-402 | 1 1/2" MEASURE CUT & THREAD LABOR - RMC - GALV | 1
¦¦ L-402 | 2 1/2" MEASURE CUT & THREAD LABOR - RMC - GALV | 1
¦¦ L-402 | 3" MEASURE CUT & THREAD LABOR - RMC - GALV | 1
¦¦ L-402 | 1" DBL LOCKNUT & BUSHING LABOR - RMC - GALV | 2
¦¦ L-402 | 1 1/2" DBL LOCKNUT & BUSHING LABOR - RMC - GALV | 2
¦¦ L-402 | 2 1/2" DBL LOCKNUT & BUSHING LABOR - RMC - GALV | 2
¦¦ L-402 | 3" DBL LOCKNUT & BUSHING LABOR - RMC - GALV | 2
¦¦ L-402 | 2-1/2" 1-PC CONDUIT STRUT CLAMP W/ SADDLE - PLTD | 10
¦¦ L-402 | 3" 1-PC CONDUIT STRUT CLAMP W/ SADDLE - PLTD | 44
¦¦ L-402 | 1" 1-H STRAP - RMC - MALL | 10
¦¦ L-402 | 1 1/2" 1-H STRAP - RMC - MALL | 4
¦¦ L-402 | 1" CLAMP BACK | 10
¦¦ L-402 | 1 1/2" CLAMP BACK | 4
¦¦ L-402 | #10 THHN SOLID BLACK | 50
¦¦ L-402 | # 8 THHN SOLID BLACK | 170
¦¦ L-402 | # 4 THHN SOLID BLACK | 220
¦¦ L-402 | # 2 THHN SOLID BLACK | 80
¦¦ L-402 | #2/0 THHN STR BLACK | 260
¦¦ L-402 | #250 MCM THHN BLACK | 880
¦¦ L-402 | # 6 THHN GREEN | 65
¦¦ L-402 | 1 5/8x 1 5/8x 12G STRUT GRN | 27
¦¦ L-402 | 1/4-20x 1 3/4 WEDGE ANCHOR - 1 1/8" MIN DEPTH | 4
¦¦ L-402 | 3/8-16x 2 1/4 WEDGE ANCHOR - 1 1/2" MIN DEPTH | 54
¦¦ L-402 | #8 TO #10x 7/8 PLAS ANCHOR (3/16) | 10
¦¦ L-402 | 1/4-20x 5/8 HEX HEAD BOLT - PLTD STL | 4
¦¦ L-402 | 3/8-16x 3/4 HEX HEAD BOLT - PLTD STL | 54
¦¦ L-402 | #10x 1 P/H SELF-TAP SCREW | 10
¦¦ L-402 | 400A DPB - 51" BRKR HEIGHT | 1
¦¦ L-402 | 225A 3W-42CCT RCSD BREAKER BPB | 1
¦¦ L-402 | 250A 3P BREAKER MOLDED CASE - OPEN | 1
¦¦ L-402 | 30A 250V DSN SW FUSIBLE - NEMA 1 | 1
¦¦ L-402 | 200A 250V DSN SW FUSIBLE - NEMA 12 | 1
¦¦ L-402 | #10 WIRE POWER TERM | 4
¦¦ L-402 | # 8 WIRE POWER TERM | 2
¦¦ L-402 | # 6 WIRE POWER TERM | 2
¦¦ L-402 | # 4 WIRE POWER TERM | 2
¦¦ L-402 | # 3 WIRE POWER TERM | 12
¦¦ L-402 | # 2 WIRE POWER TERM | 8
¦¦ L-402 | #2/0 WIRE POWER TERM | 8
¦¦ L-402 | #250 WIRE POWER TERM | 8
¦¦ L-403 | 3/4" CONDUIT - EMT | 100
¦¦ L-403 | 3/4" CONN SS DC - EMT | 10
¦¦ L-403 | 3/4" COUPLING SS DC - EMT | 10
¦¦ L-403 | 3/4" CONDUIT - RMC - GALV | 300
¦¦ L-403 | 3/4" LOCKNUT - STEEL | 24
¦¦ L-403 | 3/4" BUSHING - PLASTIC | 12
¦¦ L-403 | 3/4" MEASURE CUT & THREAD LABOR - RMC - GALV | 6
¦¦ L-403 | 3/4" DBL LOCKNUT & BUSHING LABOR - RMC - GALV | 12
¦¦ L-403 | 3/4" 1-H STRAP - EMT - STEEL | 15
¦¦ L-403 | 3/4" 1-H STRAP - RMC - MALL | 60
¦¦ L-403 | 3/4" CLAMP BACK | 60
¦¦ L-403 | #12 THHN SOLID BLACK | 900
¦¦ L-403 | #12 THHN STR BLACK | 220
¦¦ L-403 | 4x 1 1/2" SQ BOX COMB KO | 5
¦¦ L-403 | 4" SQ 1G PLSTR RING 5/8" RISE | 5
¦¦ L-403 | #8 TO #10x 7/8 PLAS ANCHOR (3/16) | 60
¦¦ L-403 | #10x 1 P/H SELF-TAP SCREW | 85
¦¦ L-403 | 1G DUPLEX REC PLATE - 302 S/S | 1
¦¦ L-403 | 20A 125V DUP REC - IVY (SG) | 1
¦¦ L-403 | 20A 125V DUP REC - GFCI IVY (SG) | 4
¦¦ L-403 | 2KW HAND DRYER | 2
¦¦ L-403 | 1500 Watt Electric Heater | 3
¦¦ L-403 | Power Exhaust Fan | 1
¦¦ L-404 | 3/4" CONDUIT - RMC - GALV | 170
¦¦ L-404 | 3/4" LOCKNUT - STEEL | 28
¦¦ L-404 | 3/4" BUSHING - PLASTIC | 14
¦¦ L-404 | 3/4" MEASURE CUT & THREAD LABOR - RMC - GALV | 7
¦¦ L-404 | 3/4" DBL LOCKNUT & BUSHING LABOR - RMC - GALV | 14
¦¦ L-404 | 3/4" 1-H STRAP - RMC - MALL | 34
¦¦ L-404 | 3/4" CLAMP BACK | 34
¦¦ L-404 | #12 THHN SOLID BLACK | 510
¦¦ L-404 | #8 TO #10x 7/8 PLAS ANCHOR (3/16) | 34
¦¦ L-404 | #10x 1 P/H SELF-TAP SCREW | 34
¦¦ L-404 | 30A 120-277V S/P SW - TOGGLE IVY (SG) | 6
¦¦ L-404 | 48 Light Fixture | 2
¦¦ L-404 | 36 Light Fixture | 7
¦¦ L-404 | EM Light | 3
¦¦ L-404 | EM Wall Light | 1
¦¦ L-500/501 - Church | DEMO FIXTURE 2' x 4' RCSD | 2
¦¦ L-500/501 - Church | DEMO FIXTURE 4' INDUSTRIAL | 1
¦¦ L-500/501 - Church | DEMO RECEPTACLE | 1
¦¦ L-500/501 - Church | Demo Wall Mount Heater | 2
¦¦ L-500/501 - Church | DEMO UP TO 1" RMC & WIRE | 100
¦¦ L-500/501 - Church | DEMO UP TO 2" RMC & WIRE | 400
¦¦ L-500/501 - Church | DEMO 200A DSN SWITCH | 3
¦¦ L-500/501 - Church | Demo NATS | 1
¦¦ L-502 | 1 1/2" CONDUIT - RMC - GALV | 165
¦¦ L-502 | 3" CONDUIT - RMC - GALV | 45
¦¦ L-502 | 1 1/2" COUPLING - RMC - GALV | 6
¦¦ L-502 | 3" COUPLING - RMC - GALV | 2
¦¦ L-502 | 1 1/2" ELBOW 90 DEG - RMC - GALV | 6
¦¦ L-502 | 3" ELBOW 90 DEG - RMC - GALV | 2
¦¦ L-502 | 1 1/2" LOCKNUT - STEEL | 12
¦¦ L-502 | 3" LOCKNUT - STEEL | 4
¦¦ L-502 | 1 1/2" BUSHING - PLASTIC | 6
¦¦ L-502 | 3" BUSHING - PLASTIC | 2
¦¦ L-502 | 1 1/2" MEASURE CUT & THREAD LABOR - RMC - GALV | 3
¦¦ L-502 | 3" MEASURE CUT & THREAD LABOR - RMC - GALV | 1
¦¦ L-502 | 1 1/2" DBL LOCKNUT & BUSHING LABOR - RMC - GALV | 6
¦¦ L-502 | 3" DBL LOCKNUT & BUSHING LABOR - RMC - GALV | 2
¦¦ L-502 | 3" 1-PC CONDUIT STRUT CLAMP W/ SADDLE - PLTD | 9
¦¦ L-502 | 1 1/2" 1-H STRAP - RMC - MALL | 33
¦¦ L-502 | 1 1/2" CLAMP BACK | 33
¦¦ L-502 | # 8 THHN SOLID BLACK | 15
¦¦ L-502 | # 6 THHN SOLID BLACK | 150
¦¦ L-502 | # 2 THHN SOLID BLACK | 105
¦¦ L-502 | #2/0 THHN STR BLACK | 450
¦¦ L-502 | #250 MCM THHN BLACK | 180
¦¦ L-502 | 1 5/8x 1 5/8x 12G STRUT GRN | 5
¦¦ L-502 | 1/4-20x 1 3/4 WEDGE ANCHOR - 1 1/8" MIN DEPTH | 33
¦¦ L-502 | 3/8-16x 2 1/4 WEDGE ANCHOR - 1 1/2" MIN DEPTH | 9
¦¦ L-502 | 1/4-20x 5/8 HEX HEAD BOLT - PLTD STL | 33
¦¦ L-502 | 3/8-16x 3/4 HEX HEAD BOLT - PLTD STL | 9
¦¦ L-502 | 225A DPB - 51" BRKR HEIGHT | 1
¦¦ L-502 | 225A 3W-42CCT RCSD BREAKER BPB | 1
¦¦ L-502 | 225A 3P BREAKER MOLDED CASE - OPEN | 1
¦¦ L-502 | 200A 250V DSN SW FUSIBLE - NEMA 12 | 2
¦¦ L-502 | # 8 WIRE POWER TERM | 2
¦¦ L-502 | # 6 WIRE POWER TERM | 4
¦¦ L-502 | # 2 WIRE POWER TERM | 10
¦¦ L-502 | #2/0 WIRE POWER TERM | 12
¦¦ L-502 | #250 WIRE POWER TERM | 8
¦¦ L-503 | 3/4" CONDUIT - EMT | 180
¦¦ L-503 | 3/4" CONN SS DC - EMT | 18
¦¦ L-503 | 3/4" COUPLING SS DC - EMT | 18
¦¦ L-503 | 3/4" CONDUIT - RMC - GALV | 15
¦¦ L-503 | 3/4" LOCKNUT - STEEL | 4
¦¦ L-503 | 3/4" BUSHING - PLASTIC | 2
¦¦ L-503 | 3/4" MEASURE CUT & THREAD LABOR - RMC - GALV | 1
¦¦ L-503 | 3/4" DBL LOCKNUT & BUSHING LABOR - RMC - GALV | 2
¦¦ L-503 | 3/4" 1-H STRAP - EMT - STEEL | 27
¦¦ L-503 | 3/4" 1-H STRAP - RMC - MALL | 3
¦¦ L-503 | 3/4" CLAMP BACK | 3
¦¦ L-503 | #12 THHN SOLID BLACK | 45
¦¦ L-503 | #12 THHN STR BLACK | 396
¦¦ L-503 | 4x 1 1/2" SQ BOX COMB KO | 9
¦¦ L-503 | 4" SQ 1G PLSTR RING 5/8" RISE | 9
¦¦ L-503 | #8 TO #10x 7/8 PLAS ANCHOR (3/16) | 3
¦¦ L-503 | #10x 1 P/H SELF-TAP SCREW | 48
¦¦ L-503 | 1G DUPLEX REC PLATE - 302 S/S | 1
¦¦ L-503 | 20A 125V DUP REC - IVY (SG) | 1
¦¦ L-503 | 20A 125V DUP REC - GFCI IVY (SG) | 8
¦¦ L-503 | 1500 Watt Electric Heater | 1
¦¦ L-504 | 3/4" CONDUIT - RMC - GALV | 340
¦¦ L-504 | 3/4" LOCKNUT - STEEL | 20
¦¦ L-504 | 3/4" BUSHING - PLASTIC | 10
¦¦ L-504 | 3/4" MEASURE CUT & THREAD LABOR - RMC - GALV | 5
¦¦ L-504 | 3/4" DBL LOCKNUT & BUSHING LABOR - RMC - GALV | 10
¦¦ L-504 | 3/4" 1-H STRAP - RMC - MALL | 68
¦¦ L-504 | 3/4" CLAMP BACK | 68
¦¦ L-504 | #12 THHN SOLID BLACK | 1020
¦¦ L-504 | #8 TO #10x 7/8 PLAS ANCHOR (3/16) | 68
¦¦ L-504 | #10x 1 P/H SELF-TAP SCREW | 68
¦¦ L-504 | 30A 120-277V S/P SW - TOGGLE IVY (SG) | 3
¦¦ L-504 | 36 Light Fixture | 10
¦¦ L-504 | EM Light | 3
¦¦ L-504 | EM Wall Light | 1
¦¦ L-600/601 - Parsons | DEMO FIXTURE 2' x 4' RCSD | 4
¦¦ L-600/601 - Parsons | DEMO FIXTURE 4' INDUSTRIAL | 2
¦¦ L-600/601 - Parsons | DEMO RECEPTACLE | 3
¦¦ L-600/601 - Parsons | Demo Wall Mount Heater | 3
¦¦ L-600/601 - Parsons | DEMO UP TO 1" RMC & WIRE | 50
¦¦ L-600/601 - Parsons | DEMO UP TO 2" RMC & WIRE | 500
¦¦ L-600/601 - Parsons | DEMO 100A BRANCH PANEL | 4
¦¦ L-600/601 - Parsons | DEMO 100A DSN SWITCH | 3
¦¦ L-600/601 - Parsons | Demo 72S-2 Fixture | 1
¦¦ L-602 | 1 1/2" CONDUIT - RMC - GALV | 435
¦¦ L-602 | 2 1/2" CONDUIT - RMC - GALV | 340
¦¦ L-602 | 4" CONDUIT - RMC - GALV | 200
¦¦ L-602 | 1 1/2" COUPLING - RMC - GALV | 12
¦¦ L-602 | 2 1/2" COUPLING - RMC - GALV | 2
¦¦ L-602 | 4" COUPLING - RMC - GALV | 2
¦¦ L-602 | 1 1/2" ELBOW 90 DEG - RMC - GALV | 12
¦¦ L-602 | 2 1/2" ELBOW 90 DEG - RMC - GALV | 2
¦¦ L-602 | 4" ELBOW 90 DEG - RMC - GALV | 2
¦¦ L-602 | 1 1/2" LOCKNUT - STEEL | 24
¦¦ L-602 | 2 1/2" LOCKNUT - STEEL | 4
¦¦ L-602 | 4" LOCKNUT - STEEL | 4
¦¦ L-602 | 1 1/2" BUSHING - PLASTIC | 12
¦¦ L-602 | 2 1/2" BUSHING - PLASTIC | 2
¦¦ L-602 | 4" BUSHING - PLASTIC | 2
¦¦ L-602 | 1 1/2" MEASURE CUT & THREAD LABOR - RMC - GALV | 6
¦¦ L-602 | 2 1/2" MEASURE CUT & THREAD LABOR - RMC - GALV | 1
¦¦ L-602 | 4" MEASURE CUT & THREAD LABOR - RMC - GALV | 1
¦¦ L-602 | 1 1/2" DBL LOCKNUT & BUSHING LABOR - RMC - GALV | 12
¦¦ L-602 | 2 1/2" DBL LOCKNUT & BUSHING LABOR - RMC - GALV | 2
¦¦ L-602 | 4" DBL LOCKNUT & BUSHING LABOR - RMC - GALV | 2
¦¦ L-602 | 2-1/2" 1-PC CONDUIT STRUT CLAMP W/ SADDLE - PLTD | 68
¦¦ L-602 | 4" 1-PC CONDUIT STRUT CLAMP W/ SADDLE - PLTD | 40
¦¦ L-602 | 1 1/2" 1-H STRAP - RMC - MALL | 87
¦¦ L-602 | 1 1/2" CLAMP BACK | 87
¦¦ L-602 | # 8 THHN SOLID BLACK | 400
¦¦ L-602 | # 6 THHN SOLID BLACK | 465
¦¦ L-602 | # 4 THHN SOLID BLACK | 1405
¦¦ L-602 | # 2 THHN SOLID BLACK | 200
¦¦ L-602 | #2/0 THHN STR BLACK | 1560
¦¦ L-602 | #500 MCM THHN BLACK | 800
¦¦ L-602 | 1 5/8x 1 5/8x 12G STRUT GRN | 54
¦¦ L-602 | 1/4-20x 1 3/4 WEDGE ANCHOR - 1 1/8" MIN DEPTH | 87
¦¦ L-602 | 3/8-16x 2 1/4 WEDGE ANCHOR - 1 1/2" MIN DEPTH | 68
¦¦ L-602 | 1/2-13x 2 3/4 WEDGE ANCHOR - 2 1/4" MIN DEPTH | 40
¦¦ L-602 | 1/4-20x 5/8 HEX HEAD BOLT - PLTD STL | 87
¦¦ L-602 | 3/8-16x 3/4 HEX HEAD BOLT - PLTD STL | 68
¦¦ L-602 | 1/2-13x 1 HEX HEAD BOLT - PLTD STL | 40
¦¦ L-602 | 400A DPB - 51" BRKR HEIGHT | 1
¦¦ L-602 | 225A 3W-36CCT RCSD BREAKER BPB | 2
¦¦ L-602 | 400A 3P BREAKER MOLDED CASE - OPEN | 1
¦¦ L-602 | 60A 250V DSN SW FUSIBLE - NEMA 3R | 1
¦¦ L-602 | 100A 250/600V DSN SW NON-FUS - NEMA 12 | 2
¦¦ L-602 | 15KVA 3PH TRANSFORMER - AUTO - WALL MNT | 2
¦¦ L-602 | # 8 WIRE POWER TERM | 6
¦¦ L-602 | # 6 WIRE POWER TERM | 14
¦¦ L-602 | # 4 WIRE POWER TERM | 12
¦¦ L-602 | # 2 WIRE POWER TERM | 24
¦¦ L-602 | #2/0 WIRE POWER TERM | 10
¦¦ L-602 | #500 WIRE POWER TERM | 8
¦¦ L-603 | 3/4" CONDUIT - EMT | 180
¦¦ L-603 | 3/4" CONN SS DC - EMT | 18
¦¦ L-603 | 3/4" COUPLING SS DC - EMT | 18
¦¦ L-603 | 3/4" CONDUIT - RMC - GALV | 150
¦¦ L-603 | 3/4" LOCKNUT - STEEL | 24
¦¦ L-603 | 3/4" BUSHING - PLASTIC | 12
¦¦ L-603 | 3/4" MEASURE CUT & THREAD LABOR - RMC - GALV | 6
¦¦ L-603 | 3/4" DBL LOCKNUT & BUSHING LABOR - RMC - GALV | 12
¦¦ L-603 | 3/4" 1-H STRAP - EMT - STEEL | 27
¦¦ L-603 | 3/4" 1-H STRAP - RMC - MALL | 30
¦¦ L-603 | 3/4" CLAMP BACK | 30
¦¦ L-603 | #12 THHN SOLID BLACK | 450
¦¦ L-603 | #12 THHN STR BLACK | 396
¦¦ L-603 | 4x 1 1/2" SQ BOX COMB KO | 9
¦¦ L-603 | 4" SQ 1G PLSTR RING 5/8" RISE | 9
¦¦ L-603 | #8 TO #10x 7/8 PLAS ANCHOR (3/16) | 30
¦¦ L-603 | #10x 1 P/H SELF-TAP SCREW | 75
¦¦ L-603 | 1G DUPLEX REC PLATE - 302 S/S | 1
¦¦ L-603 | 20A 125V DUP REC - IVY (SG) | 1
¦¦ L-603 | 20A 125V DUP REC - GFCI IVY (SG) | 8
¦¦ L-603 | 100A 4W-30CCT RCSD BREAKER BPB | 1
¦¦ L-603 | DEMO 100A BRANCH PANEL | 1
¦¦ L-603 | 1500 Watt Electric Heater | 3
¦¦ L-603 | Power Exhaust Fan | 3
¦¦ L-604 | 3/4" CONDUIT - RMC - GALV | 320
¦¦ L-604 | 3/4" LOCKNUT - STEEL | 32
¦¦ L-604 | 3/4" BUSHING - PLASTIC | 16
¦¦ L-604 | 3/4" MEASURE CUT & THREAD LABOR - RMC - GALV | 8
¦¦ L-604 | 3/4" DBL LOCKNUT & BUSHING LABOR - RMC - GALV | 16
¦¦ L-604 | 3/4" 1-H STRAP - RMC - MALL | 64
¦¦ L-604 | 3/4" CLAMP BACK | 64
¦¦ L-604 | #12 THHN SOLID BLACK | 960
¦¦ L-604 | #8 TO #10x 7/8 PLAS ANCHOR (3/16) | 64
¦¦ L-604 | #10x 1 P/H SELF-TAP SCREW | 64
¦¦ L-604 | 30A 120-277V S/P SW - TOGGLE IVY (SG) | 6
¦¦ L-604 | 48 Light Fixture | 5
¦¦ L-604 | 36 Light Fixture | 4
¦¦ L-604 | EM Light | 4
¦¦ L-604 | EM Wall Light | 2
¦¦ L-700/701 - Sutphin | DEMO FIXTURE 4' INDUSTRIAL | 2
¦¦ L-700/701 - Sutphin | DEMO RECEPTACLE | 3
¦¦ L-700/701 - Sutphin | DEMO F/A DEVICE | 2
¦¦ L-700/701 - Sutphin | DEMO UP TO 1" RMC & WIRE | 100
¦¦ L-700/701 - Sutphin | DEMO UP TO 2" RMC & WIRE | 150
¦¦ L-700/701 - Sutphin | DEMO 30A DSN SWITCH | 1
¦¦ L-700/701 - Sutphin | DEMO 60A DSN SWITCH | 1
¦¦ L-700/701 - Sutphin | Relocate Existing Lighting Fixture( 6'-2) | 3
¦¦ L-702 | 1" CONDUIT - RMC - GALV | 115
¦¦ L-702 | 1 1/2" CONDUIT - RMC - GALV | 15
¦¦ L-702 | 2" CONDUIT - RMC - GALV | 20
¦¦ L-702 | 2 1/2" CONDUIT - RMC - GALV | 200
¦¦ L-702 | 1 1/2" COUPLING - RMC - GALV | 2
¦¦ L-702 | 2" COUPLING - RMC - GALV | 2
¦¦ L-702 | 2 1/2" COUPLING - RMC - GALV | 2
¦¦ L-702 | 1 1/2" ELBOW 90 DEG - RMC - GALV | 2
¦¦ L-702 | 2" ELBOW 90 DEG - RMC - GALV | 2
¦¦ L-702 | 2 1/2" ELBOW 90 DEG - RMC - GALV | 2
¦¦ L-702 | 1" LOCKNUT - STEEL | 8
¦¦ L-702 | 1 1/2" LOCKNUT - STEEL | 4
¦¦ L-702 | 2" LOCKNUT - STEEL | 4
¦¦ L-702 | 2 1/2" LOCKNUT - STEEL | 4
¦¦ L-702 | 1" BUSHING - PLASTIC | 4
¦¦ L-702 | 1 1/2" BUSHING - PLASTIC | 2
¦¦ L-702 | 2" BUSHING - PLASTIC | 2
¦¦ L-702 | 2 1/2" BUSHING - PLASTIC | 2
¦¦ L-702 | 1" MEASURE CUT & THREAD LABOR - RMC - GALV | 2
¦¦ L-702 | 1 1/2" MEASURE CUT & THREAD LABOR - RMC - GALV | 1
¦¦ L-702 | 2" MEASURE CUT & THREAD LABOR - RMC - GALV | 1
¦¦ L-702 | 2 1/2" MEASURE CUT & THREAD LABOR - RMC - GALV | 1
¦¦ L-702 | 1" DBL LOCKNUT & BUSHING LABOR - RMC - GALV | 4
¦¦ L-702 | 1 1/2" DBL LOCKNUT & BUSHING LABOR - RMC - GALV | 2
¦¦ L-702 | 2" DBL LOCKNUT & BUSHING LABOR - RMC - GALV | 2
¦¦ L-702 | 2 1/2" DBL LOCKNUT & BUSHING LABOR - RMC - GALV | 2
¦¦ L-702 | 2-1/2" 1-PC CONDUIT STRUT CLAMP W/ SADDLE - PLTD | 40
¦¦ L-702 | 1" 1-H STRAP - RMC - MALL | 23
¦¦ L-702 | 1 1/2" 1-H STRAP - RMC - MALL | 3
¦¦ L-702 | 2" 1-H STRAP - RMC - MALL | 4
¦¦ L-702 | 1" CLAMP BACK | 23
¦¦ L-702 | 1 1/2" CLAMP BACK | 3
¦¦ L-702 | 2" CLAMP BACK | 4
¦¦ L-702 | #10 THHN SOLID BLACK | 100
¦¦ L-702 | # 8 THHN SOLID BLACK | 450
¦¦ L-702 | # 6 THHN SOLID BLACK | 235
¦¦ L-702 | # 4 THHN SOLID BLACK | 60
¦¦ L-702 | # 2 THHN SOLID BLACK | 80
¦¦ L-702 | #2/0 THHN STR BLACK | 800
¦¦ L-702 | 1 5/8x 1 5/8x 12G STRUT GRN | 20
¦¦ L-702 | 1/4-20x 1 3/4 WEDGE ANCHOR - 1 1/8" MIN DEPTH | 7
¦¦ L-702 | 3/8-16x 2 1/4 WEDGE ANCHOR - 1 1/2" MIN DEPTH | 40
¦¦ L-702 | #8 TO #10x 7/8 PLAS ANCHOR (3/16) | 23
¦¦ L-702 | 1/4-20x 5/8 HEX HEAD BOLT - PLTD STL | 7
¦¦ L-702 | 3/8-16x 3/4 HEX HEAD BOLT - PLTD STL | 40
¦¦ L-702 | #10x 1 P/H SELF-TAP SCREW | 23
¦¦ L-702 | 225A DPB - 51" BRKR HEIGHT | 1
¦¦ L-702 | 100A 4W-30CCT RCSD BREAKER BPB | 1
¦¦ L-702 | 175A 3P BREAKER - NEMA 1 | 1
¦¦ L-702 | 30A 250V DSN SW FUSIBLE - NEMA 1 | 1
¦¦ L-702 | 100A 250V DSN SW FUSIBLE - NEMA 12 | 1
¦¦ L-702 | 15KVA 3PH TRANSFORMER - AUTO - WALL MNT | 1
¦¦ L-702 | #10 WIRE POWER TERM | 8
¦¦ L-702 | # 8 WIRE POWER TERM | 12
¦¦ L-702 | # 6 WIRE POWER TERM | 6
¦¦ L-702 | # 4 WIRE POWER TERM | 8
¦¦ L-702 | # 2 WIRE POWER TERM | 8
¦¦ L-702 | #2/0 WIRE POWER TERM | 8
¦¦ L-703 | 3/4" CONDUIT - EMT | 80
¦¦ L-703 | 3/4" CONN SS DC - EMT | 8
¦¦ L-703 | 3/4" COUPLING SS DC - EMT | 8
¦¦ L-703 | 3/4" CONDUIT - RMC - GALV | 30
¦¦ L-703 | 3/4" LOCKNUT - STEEL | 8
¦¦ L-703 | 3/4" BUSHING - PLASTIC | 4
¦¦ L-703 | 3/4" MEASURE CUT & THREAD LABOR - RMC - GALV | 2
¦¦ L-703 | 3/4" DBL LOCKNUT & BUSHING LABOR - RMC - GALV | 4
¦¦ L-703 | 3/4" 1-H STRAP - EMT - STEEL | 12
¦¦ L-703 | 3/4" 1-H STRAP - RMC - MALL | 6
¦¦ L-703 | 3/4" CLAMP BACK | 6
¦¦ L-703 | #12 THHN SOLID BLACK | 90
¦¦ L-703 | #12 THHN STR BLACK | 176
¦¦ L-703 | 4x 1 1/2" SQ BOX COMB KO | 4
¦¦ L-703 | 4" SQ 1G PLSTR RING 5/8" RISE | 4
¦¦ L-703 | #8 TO #10x 7/8 PLAS ANCHOR (3/16) | 6
¦¦ L-703 | #10x 1 P/H SELF-TAP SCREW | 26
¦¦ L-703 | 1G DUPLEX REC PLATE - 302 S/S | 1
¦¦ L-703 | 20A 125V DUP REC - IVY (SG) | 1
¦¦ L-703 | 20A 125V DUP REC - GFCI IVY (SG) | 3
¦¦ L-703 | 1500 Watt Electric Heater | 1
¦¦ L-704 | 3/4" CONDUIT - RMC - GALV | 125
¦¦ L-704 | 3/4" LOCKNUT - STEEL | 16
¦¦ L-704 | 3/4" BUSHING - PLASTIC | 8
¦¦ L-704 | 3/4" MEASURE CUT & THREAD LABOR - RMC - GALV | 4
¦¦ L-704 | 3/4" DBL LOCKNUT & BUSHING LABOR - RMC - GALV | 8
¦¦ L-704 | 3/4" 1-H STRAP - RMC - MALL | 25
¦¦ L-704 | 3/4" CLAMP BACK | 25
¦¦ L-704 | #12 THHN SOLID BLACK | 375
¦¦ L-704 | #8 TO #10x 7/8 PLAS ANCHOR (3/16) | 25
¦¦ L-704 | #10x 1 P/H SELF-TAP SCREW | 25
¦¦ L-704 | 30A 120-277V S/P SW - TOGGLE IVY (SG) | 4
¦¦ L-704 | 36 Light Fixture | 6
¦¦ L-704 | EM Light | 1
¦¦ L-704 | EM Wall Light | 1
¦¦ COMM | Communication Travelling Cable | 1650
¦¦ TE-002 | DEMO UP TO 2" RMC & WIRE | 11250
¦¦ TE-002 | Remove CCTV | 3
¦¦ TE-002 | DEMO Camera + Speakerphone | 14
¦¦ TE-002 | DEMO Speakerphone | 18
¦¦ TE-101 - 207th | DEMO UP TO 1" RMC & WIRE | 480
¦¦ TE-101 - 207th | DEMO UP TO 2" RMC & WIRE | 1120
¦¦ TE-101 - 207th | DEMO UP TO 3" RMC & WIRE | 5
¦¦ TE-101 - 207th | Remove CCTV | 4
¦¦ TE-101 - 207th | Remove Video Monitor | 2
¦¦ TE-101 - 207th | Remove Intercom | 1
¦¦ TE-101 - 207th | Remove Access Control Panel | 1
¦¦ TE-101 - 207th | DEMO Speakerphone | 4
¦¦ TE-102 | 3/4" LINKSEAL | 2
¦¦ TE-102 | DEMO UP TO 1" RMC & WIRE | 30
¦¦ TE-102 | Remove PA Speaker | 1
¦¦ TE-102 | Remove CCTV | 1
¦¦ TE-103 | DEMO UP TO 1" RMC & WIRE | 110
¦¦ TE-103 | Remove PA Speaker | 3
¦¦ TE-103 | Remove CCTV | 3
¦¦ TE-104 | DEMO UP TO 1" RMC & WIRE | 100
¦¦ TE-104 | DEMO UP TO 2" RMC & WIRE | 290
¦¦ TE-104 | Emergency Telephone Removals | 2
¦¦ TE-104 | TTB Removal | 2
¦¦ TE-105 - Riser | Cat 6 Termination | 40
¦¦ TE-105 - Riser | #18 WIRE POWER TERM | 4
¦¦ TE-105 - Riser | #16 WIRE POWER TERM | 4
¦¦ TE-105 - Riser | #10 WIRE POWER TERM | 6
¦¦ TE-105 - Riser | # 8 WIRE POWER TERM | 6
¦¦ TE-105 - Riser | #22 WIRE CONTROL TERM | 100
¦¦ TE-108 | 3/4" CONDUIT - RMC - GALV | 150
¦¦ TE-108 | 1" CONDUIT - RMC - GALV | 225
¦¦ TE-108 | 1 1/2" CONDUIT - RMC - GALV | 30
¦¦ TE-108 | 2" CONDUIT - RMC - GALV | 55
¦¦ TE-108 | 1 1/2" COUPLING - RMC - GALV | 2
¦¦ TE-108 | 2" COUPLING - RMC - GALV | 4
¦¦ TE-108 | 1 1/2" ELBOW 90 DEG - RMC - GALV | 2
¦¦ TE-108 | 2" ELBOW 90 DEG - RMC - GALV | 4
¦¦ TE-108 | 3/4" LOCKNUT - STEEL | 24
¦¦ TE-108 | 1" LOCKNUT - STEEL | 12
¦¦ TE-108 | 1 1/2" LOCKNUT - STEEL | 4
¦¦ TE-108 | 2" LOCKNUT - STEEL | 8
¦¦ TE-108 | 3/4" BUSHING - PLASTIC | 12
¦¦ TE-108 | 1" BUSHING - PLASTIC | 6
¦¦ TE-108 | 1 1/2" BUSHING - PLASTIC | 2
¦¦ TE-108 | 2" BUSHING - PLASTIC | 4
¦¦ TE-108 | 3/4" MEASURE CUT & THREAD LABOR - RMC - GALV | 6
¦¦ TE-108 | 1" MEASURE CUT & THREAD LABOR - RMC - GALV | 3
¦¦ TE-108 | 1 1/2" MEASURE CUT & THREAD LABOR - RMC - GALV | 1
¦¦ TE-108 | 2" MEASURE CUT & THREAD LABOR - RMC - GALV | 2
¦¦ TE-108 | 3/4" DBL LOCKNUT & BUSHING LABOR - RMC - GALV | 12
¦¦ TE-108 | 1" DBL LOCKNUT & BUSHING LABOR - RMC - GALV | 6
¦¦ TE-108 | 1 1/2" DBL LOCKNUT & BUSHING LABOR - RMC - GALV | 2
¦¦ TE-108 | 2" DBL LOCKNUT & BUSHING LABOR - RMC - GALV | 4
¦¦ TE-108 | 3/4" 1-H STRAP - RMC - MALL | 30
¦¦ TE-108 | 1" 1-H STRAP - RMC - MALL | 45
¦¦ TE-108 | 1 1/2" 1-H STRAP - RMC - MALL | 6
¦¦ TE-108 | 2" 1-H STRAP - RMC - MALL | 11
¦¦ TE-108 | 3/4" CLAMP BACK | 30
¦¦ TE-108 | 1" CLAMP BACK | 45
¦¦ TE-108 | 1 1/2" CLAMP BACK | 6
¦¦ TE-108 | 2" CLAMP BACK | 11
¦¦ TE-108 | 1" SLEEVE & SEAL | 6
¦¦ TE-108 | #14 THHN STR BLACK | 40
¦¦ TE-108 | 12x 12x 6" J-BOX - S/S | 4
¦¦ TE-108 | 1/4-20x 1 3/4 WEDGE ANCHOR - 1 1/8" MIN DEPTH | 17
¦¦ TE-108 | #8 TO #10x 7/8 PLAS ANCHOR (3/16) | 75
¦¦ TE-108 | 1/4-20x 5/8 HEX HEAD BOLT - PLTD STL | 17
¦¦ TE-108 | #10x 1 P/H SELF-TAP SCREW | 75
¦¦ TE-108 | CCTV CAMERA + HSG - FIXED CEILING MNT DOME | 14
¦¦ TE-108 | 1" DIAM CORE 6" THICK FLOOR | 1
¦¦ TE-108 | 1" DIAM CORE 6" THICK WALL | 5
¦¦ TE-108 | PA Speaker | 2
¦¦ TE-108 | Cat 6 Cable | 2905
¦¦ TE-108 | IP Phone | 1
¦¦ TE-109 | 3/4" CONDUIT - RMC - GALV | 15
¦¦ TE-109 | 3/4" LOCKNUT - STEEL | 8
¦¦ TE-109 | 3/4" BUSHING - PLASTIC | 4
¦¦ TE-109 | 3/4" MEASURE CUT & THREAD LABOR - RMC - GALV | 2
¦¦ TE-109 | 3/4" DBL LOCKNUT & BUSHING LABOR - RMC - GALV | 4
¦¦ TE-109 | 3/4" 1-H STRAP - RMC - MALL | 3
¦¦ TE-109 | 3/4" CLAMP BACK | 3
¦¦ TE-109 | #8 TO #10x 7/8 PLAS ANCHOR (3/16) | 3
¦¦ TE-109 | #10x 1 P/H SELF-TAP SCREW | 3
¦¦ TE-109 | CCTV CAMERA + HSG - FIXED CEILING MNT DOME | 1
¦¦ TE-109 | PA Speaker | 1
¦¦ TE-109 | Cat 6 Cable | 30
¦¦ TE-110 | 3/4" CONDUIT - RMC - GALV | 60
¦¦ TE-110 | 1" CONDUIT - RMC - GALV | 30
¦¦ TE-110 | 2" CONDUIT - RMC - GALV | 190
¦¦ TE-110 | 2" COUPLING - RMC - GALV | 2
¦¦ TE-110 | 2" ELBOW 90 DEG - RMC - GALV | 2
¦¦ TE-110 | 3/4" LOCKNUT - STEEL | 8
¦¦ TE-110 | 1" LOCKNUT - STEEL | 4
¦¦ TE-110 | 2" LOCKNUT - STEEL | 4
¦¦ TE-110 | 3/4" BUSHING - PLASTIC | 4
¦¦ TE-110 | 1" BUSHING - PLASTIC | 2
¦¦ TE-110 | 2" BUSHING - PLASTIC | 2
¦¦ TE-110 | 3/4" MEASURE CUT & THREAD LABOR - RMC - GALV | 2
¦¦ TE-110 | 1" MEASURE CUT & THREAD LABOR - RMC - GALV | 1
¦¦ TE-110 | 2" MEASURE CUT & THREAD LABOR - RMC - GALV | 1
¦¦ TE-110 | 3/4" DBL LOCKNUT & BUSHING LABOR - RMC - GALV | 4
¦¦ TE-110 | 1" DBL LOCKNUT & BUSHING LABOR - RMC - GALV | 2
¦¦ TE-110 | 2" DBL LOCKNUT & BUSHING LABOR - RMC - GALV | 2
¦¦ TE-110 | 3/4" 1-H STRAP - RMC - MALL | 12
¦¦ TE-110 | 1" 1-H STRAP - RMC - MALL | 6
¦¦ TE-110 | 2" 1-H STRAP - RMC - MALL | 38
¦¦ TE-110 | 3/4" CLAMP BACK | 12
¦¦ TE-110 | 1" CLAMP BACK | 6
¦¦ TE-110 | 2" CLAMP BACK | 38
¦¦ TE-110 | 1/4-20x 1 3/4 WEDGE ANCHOR - 1 1/8" MIN DEPTH | 38
¦¦ TE-110 | #8 TO #10x 7/8 PLAS ANCHOR (3/16) | 18
¦¦ TE-110 | 1/4-20x 5/8 HEX HEAD BOLT - PLTD STL | 38
¦¦ TE-110 | #10x 1 P/H SELF-TAP SCREW | 18
¦¦ TE-110 | CCTV CAMERA + HSG - FIXED CEILING MNT DOME | 18
¦¦ TE-110 | Cat 6 Cable | 3020
¦¦ TE-110 | Access Node | 1
¦¦ TE-110 | Application Pull Box | 1
¦¦ TE-111 | 1" CONDUIT - RMC - GALV | 75
¦¦ TE-111 | 1 1/2" CONDUIT - RMC - GALV | 490
¦¦ TE-111 | 1 1/2" COUPLING - RMC - GALV | 6
¦¦ TE-111 | 1 1/2" ELBOW 90 DEG - RMC - GALV | 6
¦¦ TE-111 | 1" LOCKNUT - STEEL | 4
¦¦ TE-111 | 1 1/2" LOCKNUT - STEEL | 12
¦¦ TE-111 | 1" BUSHING - PLASTIC | 2
¦¦ TE-111 | 1 1/2" BUSHING - PLASTIC | 6
¦¦ TE-111 | 1" MEASURE CUT & THREAD LABOR - RMC - GALV | 1
¦¦ TE-111 | 1 1/2" MEASURE CUT & THREAD LABOR - RMC - GALV | 3
¦¦ TE-111 | 1" DBL LOCKNUT & BUSHING LABOR - RMC - GALV | 2
¦¦ TE-111 | 1 1/2" DBL LOCKNUT & BUSHING LABOR - RMC - GALV | 6
¦¦ TE-111 | 1" 1-H STRAP - RMC - MALL | 15
¦¦ TE-111 | 1 1/2" 1-H STRAP - RMC - MALL | 98
¦¦ TE-111 | 1" CLAMP BACK | 15
¦¦ TE-111 | 1 1/2" CLAMP BACK | 98
¦¦ TE-111 | 1/4-20x 1 3/4 WEDGE ANCHOR - 1 1/8" MIN DEPTH | 98
¦¦ TE-111 | #8 TO #10x 7/8 PLAS ANCHOR (3/16) | 15
¦¦ TE-111 | 1/4-20x 5/8 HEX HEAD BOLT - PLTD STL | 98
¦¦ TE-111 | #10x 1 P/H SELF-TAP SCREW | 15
¦¦ TE-111 | TTB | 2
¦¦ TE-111 | 12PR #22 | 100
¦¦ TE-111 | 25Pr. #22 | 650
¦¦ TE-112 | 120VAC-24VDC 800 mA POWER SUPPLY | 1
¦¦ TE-112 | Ethernet Extender | 2
¦¦ TE-112 | Layer 2 Switch | 1
¦¦ TE-113 | 1" CONDUIT - RMC - GALV | 240
¦¦ TE-113 | 1" LOCKNUT - STEEL | 8
¦¦ TE-113 | 1" BUSHING - PLASTIC | 4
¦¦ TE-113 | 1" MEASURE CUT & THREAD LABOR - RMC - GALV | 2
¦¦ TE-113 | 1" DBL LOCKNUT & BUSHING LABOR - RMC - GALV | 4
¦¦ TE-113 | 1" 1-H STRAP - RMC - MALL | 48
¦¦ TE-113 | 1" CLAMP BACK | 48
¦¦ TE-113 | #12 THHN SOLID BLACK | 800
¦¦ TE-113 | #8 TO #10x 7/8 PLAS ANCHOR (3/16) | 48
¦¦ TE-113 | #10x 1 P/H SELF-TAP SCREW | 48
¦¦ TE-115 | 3/4" CONDUIT - RMC - GALV | 50
¦¦ TE-115 | 1" CONDUIT - RMC - GALV | 60
¦¦ TE-115 | 1 1/2" CONDUIT - RMC - GALV | 15
¦¦ TE-115 | 2" CONDUIT - RMC - GALV | 10
¦¦ TE-115 | 1 1/2" COUPLING - RMC - GALV | 2
¦¦ TE-115 | 2" COUPLING - RMC - GALV | 2
¦¦ TE-115 | 1 1/2" ELBOW 90 DEG - RMC - GALV | 2
¦¦ TE-115 | 2" ELBOW 90 DEG - RMC - GALV | 2
¦¦ TE-115 | 3/4" LOCKNUT - STEEL | 12
¦¦ TE-115 | 1" LOCKNUT - STEEL | 12
¦¦ TE-115 | 1 1/2" LOCKNUT - STEEL | 4
¦¦ TE-115 | 2" LOCKNUT - STEEL | 4
¦¦ TE-115 | 3/4" BUSHING - PLASTIC | 6
¦¦ TE-115 | 1" BUSHING - PLASTIC | 6
¦¦ TE-115 | 1 1/2" BUSHING - PLASTIC | 2
¦¦ TE-115 | 2" BUSHING - PLASTIC | 2
¦¦ TE-115 | 3/4" MEASURE CUT & THREAD LABOR - RMC - GALV | 3
¦¦ TE-115 | 1" MEASURE CUT & THREAD LABOR - RMC - GALV | 3
¦¦ TE-115 | 1 1/2" MEASURE CUT & THREAD LABOR - RMC - GALV | 1
¦¦ TE-115 | 2" MEASURE CUT & THREAD LABOR - RMC - GALV | 1
¦¦ TE-115 | 3/4" DBL LOCKNUT & BUSHING LABOR - RMC - GALV | 6
¦¦ TE-115 | 1" DBL LOCKNUT & BUSHING LABOR - RMC - GALV | 6
¦¦ TE-115 | 1 1/2" DBL LOCKNUT & BUSHING LABOR - RMC - GALV | 2
¦¦ TE-115 | 2" DBL LOCKNUT & BUSHING LABOR - RMC - GALV | 2
¦¦ TE-115 | 3/4" 1-H STRAP - RMC - MALL | 10
¦¦ TE-115 | 1" 1-H STRAP - RMC - MALL | 12
¦¦ TE-115 | 1 1/2" 1-H STRAP - RMC - MALL | 3
¦¦ TE-115 | 2" 1-H STRAP - RMC - MALL | 2
¦¦ TE-115 | 3/4" CLAMP BACK | 10
¦¦ TE-115 | 1" CLAMP BACK | 12
¦¦ TE-115 | 1 1/2" CLAMP BACK | 3
¦¦ TE-115 | 2" CLAMP BACK | 2
¦¦ TE-115 | # 8 THHN SOLID BLACK | 105
¦¦ TE-115 | # 4 THHN SOLID BLACK | 75
¦¦ TE-115 | #10 THHN STR BLACK | 225
¦¦ TE-115 | 1/4-20x 1 3/4 WEDGE ANCHOR - 1 1/8" MIN DEPTH | 5
¦¦ TE-115 | #8 TO #10x 7/8 PLAS ANCHOR (3/16) | 22
¦¦ TE-115 | 1/4-20x 5/8 HEX HEAD BOLT - PLTD STL | 5
¦¦ TE-115 | #10x 1 P/H SELF-TAP SCREW | 22
¦¦ TE-115 | AC Subpanel | 1
¦¦ TE-115 | Cat 6 Cable | 85
¦¦ TE-115 | CCTV Cabient | 1
¦¦ TE-116 | 1" CONDUIT - RMC - GALV | 60
¦¦ TE-116 | 1 1/2" CONDUIT - RMC - GALV | 30
¦¦ TE-116 | 1 1/2" COUPLING - RMC - GALV | 6
¦¦ TE-116 | 1 1/2" ELBOW 90 DEG - RMC - GALV | 6
¦¦ TE-116 | 1" LOCKNUT - STEEL | 8
¦¦ TE-116 | 1 1/2" LOCKNUT - STEEL | 12
¦¦ TE-116 | 1" BUSHING - PLASTIC | 4
¦¦ TE-116 | 1 1/2" BUSHING - PLASTIC | 6
¦¦ TE-116 | 1" MEASURE CUT & THREAD LABOR - RMC - GALV | 2
¦¦ TE-116 | 1 1/2" MEASURE CUT & THREAD LABOR - RMC - GALV | 3
¦¦ TE-116 | 1" DBL LOCKNUT & BUSHING LABOR - RMC - GALV | 4
¦¦ TE-116 | 1 1/2" DBL LOCKNUT & BUSHING LABOR - RMC - GALV | 6
¦¦ TE-116 | 1" 1-H STRAP - RMC - MALL | 12
¦¦ TE-116 | 1 1/2" 1-H STRAP - RMC - MALL | 6
¦¦ TE-116 | 1" CLAMP BACK | 12
¦¦ TE-116 | 1 1/2" CLAMP BACK | 6
¦¦ TE-116 | #12 THHN SOLID BLACK | 135
¦¦ TE-116 | # 4 THHN SOLID BLACK | 90
¦¦ TE-116 | 1/4-20x 1 3/4 WEDGE ANCHOR - 1 1/8" MIN DEPTH | 6
¦¦ TE-116 | #8 TO #10x 7/8 PLAS ANCHOR (3/16) | 12
¦¦ TE-116 | 1/4-20x 5/8 HEX HEAD BOLT - PLTD STL | 6
¦¦ TE-116 | #10x 1 P/H SELF-TAP SCREW | 12
¦¦ TE-116 | 12PR #22 | 35
¦¦ TE-116 | 25Pr. #22 | 30
¦¦ TE-132 | CCTV CAMERA + HSG - FIXED SURFACE MNT DOME | 37
¦¦ TE-133 | 3/4" CONDUIT - RMC - GALV | 60
¦¦ TE-133 | 1" CONDUIT - RMC - GALV | 50
¦¦ TE-133 | 1 1/2" CONDUIT - RMC - GALV | 10
¦¦ TE-133 | 2 1/2" CONDUIT - RMC - GALV | 15
¦¦ TE-133 | 1 1/2" COUPLING - RMC - GALV | 2
¦¦ TE-133 | 2 1/2" COUPLING - RMC - GALV | 2
¦¦ TE-133 | 1 1/2" ELBOW 90 DEG - RMC - GALV | 2
¦¦ TE-133 | 2 1/2" ELBOW 90 DEG - RMC - GALV | 2
¦¦ TE-133 | 3/4" LOCKNUT - STEEL | 12
¦¦ TE-133 | 1" LOCKNUT - STEEL | 12
¦¦ TE-133 | 1 1/2" LOCKNUT - STEEL | 4
¦¦ TE-133 | 2 1/2" LOCKNUT - STEEL | 4
¦¦ TE-133 | 3/4" BUSHING - PLASTIC | 6
¦¦ TE-133 | 1" BUSHING - PLASTIC | 6
¦¦ TE-133 | 1 1/2" BUSHING - PLASTIC | 2
¦¦ TE-133 | 2 1/2" BUSHING - PLASTIC | 2
¦¦ TE-133 | 3/4" MEASURE CUT & THREAD LABOR - RMC - GALV | 3
¦¦ TE-133 | 1" MEASURE CUT & THREAD LABOR - RMC - GALV | 3
¦¦ TE-133 | 1 1/2" MEASURE CUT & THREAD LABOR - RMC - GALV | 1
¦¦ TE-133 | 2 1/2" MEASURE CUT & THREAD LABOR - RMC - GALV | 1
¦¦ TE-133 | 3/4" DBL LOCKNUT & BUSHING LABOR - RMC - GALV | 6
¦¦ TE-133 | 1" DBL LOCKNUT & BUSHING LABOR - RMC - GALV | 6
¦¦ TE-133 | 1 1/2" DBL LOCKNUT & BUSHING LABOR - RMC - GALV | 2
¦¦ TE-133 | 2 1/2" DBL LOCKNUT & BUSHING LABOR - RMC - GALV | 2
¦¦ TE-133 | 2-1/2" 1-PC CONDUIT STRUT CLAMP W/ SADDLE - PLTD | 3
¦¦ TE-133 | 3/4" 1-H STRAP - RMC - MALL | 12
¦¦ TE-133 | 1" 1-H STRAP - RMC - MALL | 10
¦¦ TE-133 | 1 1/2" 1-H STRAP - RMC - MALL | 2
¦¦ TE-133 | 3/4" CLAMP BACK | 12
¦¦ TE-133 | 1" CLAMP BACK | 10
¦¦ TE-133 | 1 1/2" CLAMP BACK | 2
¦¦ TE-133 | #12 THHN STR BLACK | 110
¦¦ TE-133 | 1 5/8x 1 5/8x 12G STRUT GRN | 2
¦¦ TE-133 | 1/4-20x 1 3/4 WEDGE ANCHOR - 1 1/8" MIN DEPTH | 2
¦¦ TE-133 | 3/8-16x 2 1/4 WEDGE ANCHOR - 1 1/2" MIN DEPTH | 3
¦¦ TE-133 | #8 TO #10x 7/8 PLAS ANCHOR (3/16) | 22
¦¦ TE-133 | 1/4-20x 5/8 HEX HEAD BOLT - PLTD STL | 2
¦¦ TE-133 | 3/8-16x 3/4 HEX HEAD BOLT - PLTD STL | 3
¦¦ TE-133 | #10x 1 P/H SELF-TAP SCREW | 22
¦¦ TE-133 | Local Controller | 1
¦¦ TE-133 | Fire Extinguisher 15Lb CO2 | 1
¦¦ TE-133 | Wall Mount Voice Over IP | 1
¦¦ TE-133 | TTB | 1
¦¦ TE-133 | Data Cabinet | 1
¦¦ TE-133 | 1PR#18 Twisted Pair | 50
¦¦ TE-133 | 25Pr. #22 | 20
¦¦ TE-133 | Cat 6 Cable | 355
¦¦ TE-134 | 3/4" CONDUIT - RMC - GALV | 25
¦¦ TE-134 | 1" CONDUIT - RMC - GALV | 30
¦¦ TE-134 | 1 1/2" CONDUIT - RMC - GALV | 10
¦¦ TE-134 | 1 1/2" COUPLING - RMC - GALV | 2
¦¦ TE-134 | 1 1/2" ELBOW 90 DEG - RMC - GALV | 2
¦¦ TE-134 | 3/4" LOCKNUT - STEEL | 16
¦¦ TE-134 | 1" LOCKNUT - STEEL | 12
¦¦ TE-134 | 1 1/2" LOCKNUT - STEEL | 4
¦¦ TE-134 | 3/4" BUSHING - PLASTIC | 8
¦¦ TE-134 | 1" BUSHING - PLASTIC | 6
¦¦ TE-134 | 1 1/2" BUSHING - PLASTIC | 2
¦¦ TE-134 | 3/4" MEASURE CUT & THREAD LABOR - RMC - GALV | 4
¦¦ TE-134 | 1" MEASURE CUT & THREAD LABOR - RMC - GALV | 3
¦¦ TE-134 | 1 1/2" MEASURE CUT & THREAD LABOR - RMC - GALV | 1
¦¦ TE-134 | 3/4" DBL LOCKNUT & BUSHING LABOR - RMC - GALV | 8
¦¦ TE-134 | 1" DBL LOCKNUT & BUSHING LABOR - RMC - GALV | 6
¦¦ TE-134 | 1 1/2" DBL LOCKNUT & BUSHING LABOR - RMC - GALV | 2
¦¦ TE-134 | 3/4" 1-H STRAP - RMC - MALL | 5
¦¦ TE-134 | 1" 1-H STRAP - RMC - MALL | 6
¦¦ TE-134 | 1 1/2" 1-H STRAP - RMC - MALL | 2
¦¦ TE-134 | 3/4" CLAMP BACK | 5
¦¦ TE-134 | 1" CLAMP BACK | 6
¦¦ TE-134 | 1 1/2" CLAMP BACK | 2
¦¦ TE-134 | #12 THHN STR BLACK | 75
¦¦ TE-134 | 1/4-20x 1 3/4 WEDGE ANCHOR - 1 1/8" MIN DEPTH | 2
¦¦ TE-134 | #8 TO #10x 7/8 PLAS ANCHOR (3/16) | 11
¦¦ TE-134 | 1/4-20x 5/8 HEX HEAD BOLT - PLTD STL | 2
¦¦ TE-134 | #10x 1 P/H SELF-TAP SCREW | 11
¦¦ TE-134 | Local Controller | 1
¦¦ TE-134 | Fire Extinguisher 15Lb CO2 | 1
¦¦ TE-134 | Wall Mount Voice Over IP | 1
¦¦ TE-134 | TTB | 1
¦¦ TE-134 | Data Cabinet | 1
¦¦ TE-134 | 1PR#18 Twisted Pair | 25
¦¦ TE-134 | 25Pr. #22 | 20
¦¦ TE-134 | Cat 6 Cable | 205
¦¦ TE-201 - 34th 6th | Cat 6 Termination | 40
¦¦ TE-201 - 34th 6th | #18 WIRE POWER TERM | 4
¦¦ TE-201 - 34th 6th | #16 WIRE POWER TERM | 4
¦¦ TE-201 - 34th 6th | #10 WIRE POWER TERM | 6
¦¦ TE-201 - 34th 6th | # 8 WIRE POWER TERM | 6
¦¦ TE-201 - 34th 6th | #22 WIRE CONTROL TERM | 100
¦¦ TE-203 | 3/4" CONDUIT - RMC - GALV | 75
¦¦ TE-203 | 1" CONDUIT - RMC - GALV | 20
¦¦ TE-203 | 1 1/2" CONDUIT - RMC - GALV | 430
¦¦ TE-203 | 2" CONDUIT - RMC - GALV | 30
¦¦ TE-203 | 2 1/2" CONDUIT - RMC - GALV | 430
¦¦ TE-203 | 1 1/2" COUPLING - RMC - GALV | 2
¦¦ TE-203 | 2" COUPLING - RMC - GALV | 2
¦¦ TE-203 | 2 1/2" COUPLING - RMC - GALV | 2
¦¦ TE-203 | 1 1/2" ELBOW 90 DEG - RMC - GALV | 2
¦¦ TE-203 | 2" ELBOW 90 DEG - RMC - GALV | 2
¦¦ TE-203 | 2 1/2" ELBOW 90 DEG - RMC - GALV | 2
¦¦ TE-203 | 3/4" LOCKNUT - STEEL | 4
¦¦ TE-203 | 1" LOCKNUT - STEEL | 4
¦¦ TE-203 | 1 1/2" LOCKNUT - STEEL | 4
¦¦ TE-203 | 2" LOCKNUT - STEEL | 4
¦¦ TE-203 | 2 1/2" LOCKNUT - STEEL | 4
¦¦ TE-203 | 3/4" BUSHING - PLASTIC | 2
¦¦ TE-203 | 1" BUSHING - PLASTIC | 2
¦¦ TE-203 | 1 1/2" BUSHING - PLASTIC | 2
¦¦ TE-203 | 2" BUSHING - PLASTIC | 2
¦¦ TE-203 | 2 1/2" BUSHING - PLASTIC | 2
¦¦ TE-203 | 3/4" MEASURE CUT & THREAD LABOR - RMC - GALV | 1
¦¦ TE-203 | 1" MEASURE CUT & THREAD LABOR - RMC - GALV | 1
¦¦ TE-203 | 1 1/2" MEASURE CUT & THREAD LABOR - RMC - GALV | 1
¦¦ TE-203 | 2" MEASURE CUT & THREAD LABOR - RMC - GALV | 1
¦¦ TE-203 | 2 1/2" MEASURE CUT & THREAD LABOR - RMC - GALV | 1
¦¦ TE-203 | 3/4" DBL LOCKNUT & BUSHING LABOR - RMC - GALV | 2
¦¦ TE-203 | 1" DBL LOCKNUT & BUSHING LABOR - RMC - GALV | 2
¦¦ TE-203 | 1 1/2" DBL LOCKNUT & BUSHING LABOR - RMC - GALV | 2
¦¦ TE-203 | 2" DBL LOCKNUT & BUSHING LABOR - RMC - GALV | 2
¦¦ TE-203 | 2 1/2" DBL LOCKNUT & BUSHING LABOR - RMC - GALV | 2
¦¦ TE-203 | 2-1/2" 1-PC CONDUIT STRUT CLAMP W/ SADDLE - PLTD | 86
¦¦ TE-203 | 3/4" 1-H STRAP - RMC - MALL | 15
¦¦ TE-203 | 1" 1-H STRAP - RMC - MALL | 4
¦¦ TE-203 | 1 1/2" 1-H STRAP - RMC - MALL | 86
¦¦ TE-203 | 2" 1-H STRAP - RMC - MALL | 6
¦¦ TE-203 | 3/4" CLAMP BACK | 15
¦¦ TE-203 | 1" CLAMP BACK | 4
¦¦ TE-203 | 1 1/2" CLAMP BACK | 86
¦¦ TE-203 | 2" CLAMP BACK | 6
¦¦ TE-203 | #10 THHN STR BLACK | 2640
¦¦ TE-203 | 4x 4x 4" J-BOX - S/S | 2
¦¦ TE-203 | 1 5/8x 1 5/8x 12G STRUT GRN | 43
¦¦ TE-203 | 1/4-20x 1 3/4 WEDGE ANCHOR - 1 1/8" MIN DEPTH | 92
¦¦ TE-203 | 3/8-16x 2 1/4 WEDGE ANCHOR - 1 1/2" MIN DEPTH | 86
¦¦ TE-203 | #8 TO #10x 7/8 PLAS ANCHOR (3/16) | 19
¦¦ TE-203 | 1/4-20x 5/8 HEX HEAD BOLT - PLTD STL | 92
¦¦ TE-203 | 3/8-16x 3/4 HEX HEAD BOLT - PLTD STL | 86
¦¦ TE-203 | #10x 1 P/H SELF-TAP SCREW | 19
¦¦ TE-203 | CCTV CAMERA + HSG - FIXED CEILING MNT DOME | 2
¦¦ TE-203 | PA Speaker | 2
¦¦ TE-203 | 25Pr. #22 | 880
¦¦ TE-203 | Cat 6 Cable | 770
¦¦ TE-203 | Access Node | 1
¦¦ TE-203 | Application Pull Box | 1
¦¦ TE-204 | 1" CONDUIT - RMC - GALV | 170
¦¦ TE-204 | 1 1/2" CONDUIT - RMC - GALV | 55
¦¦ TE-204 | 1 1/2" COUPLING - RMC - GALV | 2
¦¦ TE-204 | 1 1/2" ELBOW 90 DEG - RMC - GALV | 2
¦¦ TE-204 | 1" LOCKNUT - STEEL | 12
¦¦ TE-204 | 1 1/2" LOCKNUT - STEEL | 4
¦¦ TE-204 | 1" BUSHING - PLASTIC | 6
¦¦ TE-204 | 1 1/2" BUSHING - PLASTIC | 2
¦¦ TE-204 | 1" MEASURE CUT & THREAD LABOR - RMC - GALV | 3
¦¦ TE-204 | 1 1/2" MEASURE CUT & THREAD LABOR - RMC - GALV | 1
¦¦ TE-204 | 1" DBL LOCKNUT & BUSHING LABOR - RMC - GALV | 6
¦¦ TE-204 | 1 1/2" DBL LOCKNUT & BUSHING LABOR - RMC - GALV | 2
¦¦ TE-204 | 1" 1-H STRAP - RMC - MALL | 34
¦¦ TE-204 | 1 1/2" 1-H STRAP - RMC - MALL | 11
¦¦ TE-204 | 1" CLAMP BACK | 34
¦¦ TE-204 | 1 1/2" CLAMP BACK | 11
¦¦ TE-204 | #10 THHN STR BLACK | 450
¦¦ TE-204 | 1/4-20x 1 3/4 WEDGE ANCHOR - 1 1/8" MIN DEPTH | 11
¦¦ TE-204 | #8 TO #10x 7/8 PLAS ANCHOR (3/16) | 34
¦¦ TE-204 | 1/4-20x 5/8 HEX HEAD BOLT - PLTD STL | 11
¦¦ TE-204 | #10x 1 P/H SELF-TAP SCREW | 34
¦¦ TE-204 | 25Pr. #22 | 65
¦¦ TE-204 | Cat 6 Cable | 300
¦¦ TE-205 | 3/4" CONDUIT - RMC - GALV | 105
¦¦ TE-205 | 3/4" LOCKNUT - STEEL | 8
¦¦ TE-205 | 3/4" BUSHING - PLASTIC | 4
¦¦ TE-205 | 3/4" MEASURE CUT & THREAD LABOR - RMC - GALV | 2
¦¦ TE-205 | 3/4" DBL LOCKNUT & BUSHING LABOR - RMC - GALV | 4
¦¦ TE-205 | 3/4" 1-H STRAP - RMC - MALL | 21
¦¦ TE-205 | 3/4" CLAMP BACK | 21
¦¦ TE-205 | #8 TO #10x 7/8 PLAS ANCHOR (3/16) | 21
¦¦ TE-205 | #10x 1 P/H SELF-TAP SCREW | 21
¦¦ TE-205 | CCTV CAMERA + HSG - FIXED CEILING MNT DOME | 2
¦¦ TE-205 | PA Speaker | 2
¦¦ TE-205 | Cat 6 Cable | 250
¦¦ TE-205 | Access Node | 2
¦¦ TE-205 | Application Pull Box | 2
¦¦ TE-206 | 120VAC-24VDC 800 mA POWER SUPPLY | 1
¦¦ TE-206 | Layer 2 switch | 1
¦¦ TE-206 | Ethernet Extender | 2
¦¦ TE-208 | 3/4" CONDUIT - RMC - GALV | 50
¦¦ TE-208 | 1" CONDUIT - RMC - GALV | 50
¦¦ TE-208 | 1 1/2" CONDUIT - RMC - GALV | 15
¦¦ TE-208 | 2 1/2" CONDUIT - RMC - GALV | 25
¦¦ TE-208 | 1 1/2" COUPLING - RMC - GALV | 2
¦¦ TE-208 | 2 1/2" COUPLING - RMC - GALV | 2
¦¦ TE-208 | 1 1/2" ELBOW 90 DEG - RMC - GALV | 2
¦¦ TE-208 | 2 1/2" ELBOW 90 DEG - RMC - GALV | 2
¦¦ TE-208 | 3/4" LOCKNUT - STEEL | 12
¦¦ TE-208 | 1" LOCKNUT - STEEL | 12
¦¦ TE-208 | 1 1/2" LOCKNUT - STEEL | 4
¦¦ TE-208 | 2 1/2" LOCKNUT - STEEL | 4
¦¦ TE-208 | 3/4" BUSHING - PLASTIC | 6
¦¦ TE-208 | 1" BUSHING - PLASTIC | 6
¦¦ TE-208 | 1 1/2" BUSHING - PLASTIC | 2
¦¦ TE-208 | 2 1/2" BUSHING - PLASTIC | 2
¦¦ TE-208 | 3/4" MEASURE CUT & THREAD LABOR - RMC - GALV | 3
¦¦ TE-208 | 1" MEASURE CUT & THREAD LABOR - RMC - GALV | 3
¦¦ TE-208 | 1 1/2" MEASURE CUT & THREAD LABOR - RMC - GALV | 1
¦¦ TE-208 | 2 1/2" MEASURE CUT & THREAD LABOR - RMC - GALV | 1
¦¦ TE-208 | 3/4" DBL LOCKNUT & BUSHING LABOR - RMC - GALV | 6
¦¦ TE-208 | 1" DBL LOCKNUT & BUSHING LABOR - RMC - GALV | 6
¦¦ TE-208 | 1 1/2" DBL LOCKNUT & BUSHING LABOR - RMC - GALV | 2
¦¦ TE-208 | 2 1/2" DBL LOCKNUT & BUSHING LABOR - RMC - GALV | 2
¦¦ TE-208 | 2-1/2" 1-PC CONDUIT STRUT CLAMP W/ SADDLE - PLTD | 5
¦¦ TE-208 | 3/4" 1-H STRAP - RMC - MALL | 10
¦¦ TE-208 | 1" 1-H STRAP - RMC - MALL | 10
¦¦ TE-208 | 1 1/2" 1-H STRAP - RMC - MALL | 3
¦¦ TE-208 | 3/4" CLAMP BACK | 10
¦¦ TE-208 | 1" CLAMP BACK | 10
¦¦ TE-208 | 1 1/2" CLAMP BACK | 3
¦¦ TE-208 | #10 THHN STR BLACK | 80
¦¦ TE-208 | 1 5/8x 1 5/8x 12G STRUT GRN | 3
¦¦ TE-208 | 1/4-20x 1 3/4 WEDGE ANCHOR - 1 1/8" MIN DEPTH | 3
¦¦ TE-208 | 3/8-16x 2 1/4 WEDGE ANCHOR - 1 1/2" MIN DEPTH | 5
¦¦ TE-208 | #8 TO #10x 7/8 PLAS ANCHOR (3/16) | 20
¦¦ TE-208 | 1/4-20x 5/8 HEX HEAD BOLT - PLTD STL | 3
¦¦ TE-208 | 3/8-16x 3/4 HEX HEAD BOLT - PLTD STL | 5
¦¦ TE-208 | #10x 1 P/H SELF-TAP SCREW | 20
¦¦ TE-208 | Fire Extinguisher 15Lb CO2 | 1
¦¦ TE-208 | Wall Mount Voice Over IP | 1
¦¦ TE-208 | TTB | 1
¦¦ TE-208 | Data Cabinet | 1
¦¦ TE-208 | 1PR#18 Twisted Pair | 60
¦¦ TE-208 | 25Pr. #22 | 25
¦¦ TE-208 | Cat 6 Cable | 230
¦¦ TE-208 | Liftnet | 1
¦¦ TE-209 | 3/4" CONDUIT - RMC - GALV | 45
¦¦ TE-209 | 1" CONDUIT - RMC - GALV | 40
¦¦ TE-209 | 1 1/2" CONDUIT - RMC - GALV | 10
¦¦ TE-209 | 2 1/2" CONDUIT - RMC - GALV | 25
¦¦ TE-209 | 1 1/2" COUPLING - RMC - GALV | 2
¦¦ TE-209 | 2 1/2" COUPLING - RMC - GALV | 2
¦¦ TE-209 | 1 1/2" ELBOW 90 DEG - RMC - GALV | 2
¦¦ TE-209 | 2 1/2" ELBOW 90 DEG - RMC - GALV | 2
¦¦ TE-209 | 3/4" LOCKNUT - STEEL | 12
¦¦ TE-209 | 1" LOCKNUT - STEEL | 12
¦¦ TE-209 | 1 1/2" LOCKNUT - STEEL | 4
¦¦ TE-209 | 2 1/2" LOCKNUT - STEEL | 4
¦¦ TE-209 | 3/4" BUSHING - PLASTIC | 6
¦¦ TE-209 | 1" BUSHING - PLASTIC | 6
¦¦ TE-209 | 1 1/2" BUSHING - PLASTIC | 2
¦¦ TE-209 | 2 1/2" BUSHING - PLASTIC | 2
¦¦ TE-209 | 3/4" MEASURE CUT & THREAD LABOR - RMC - GALV | 3
¦¦ TE-209 | 1" MEASURE CUT & THREAD LABOR - RMC - GALV | 3
¦¦ TE-209 | 1 1/2" MEASURE CUT & THREAD LABOR - RMC - GALV | 1
¦¦ TE-209 | 2 1/2" MEASURE CUT & THREAD LABOR - RMC - GALV | 1
¦¦ TE-209 | 3/4" DBL LOCKNUT & BUSHING LABOR - RMC - GALV | 6
¦¦ TE-209 | 1" DBL LOCKNUT & BUSHING LABOR - RMC - GALV | 6
¦¦ TE-209 | 1 1/2" DBL LOCKNUT & BUSHING LABOR - RMC - GALV | 2
¦¦ TE-209 | 2 1/2" DBL LOCKNUT & BUSHING LABOR - RMC - GALV | 2
¦¦ TE-209 | 2-1/2" 1-PC CONDUIT STRUT CLAMP W/ SADDLE - PLTD | 5
¦¦ TE-209 | 3/4" 1-H STRAP - RMC - MALL | 9
¦¦ TE-209 | 1" 1-H STRAP - RMC - MALL | 8
¦¦ TE-209 | 1 1/2" 1-H STRAP - RMC - MALL | 2
¦¦ TE-209 | 3/4" CLAMP BACK | 9
¦¦ TE-209 | 1" CLAMP BACK | 8
¦¦ TE-209 | 1 1/2" CLAMP BACK | 2
¦¦ TE-209 | #10 THHN STR BLACK | 80
¦¦ TE-209 | 1 5/8x 1 5/8x 12G STRUT GRN | 3
¦¦ TE-209 | 1/4-20x 1 3/4 WEDGE ANCHOR - 1 1/8" MIN DEPTH | 2
¦¦ TE-209 | 3/8-16x 2 1/4 WEDGE ANCHOR - 1 1/2" MIN DEPTH | 5
¦¦ TE-209 | #8 TO #10x 7/8 PLAS ANCHOR (3/16) | 17
¦¦ TE-209 | 1/4-20x 5/8 HEX HEAD BOLT - PLTD STL | 2
¦¦ TE-209 | 3/8-16x 3/4 HEX HEAD BOLT - PLTD STL | 5
¦¦ TE-209 | #10x 1 P/H SELF-TAP SCREW | 17
¦¦ TE-209 | Fire Extinguisher 15Lb CO2 | 1
¦¦ TE-209 | Wall Mount Voice Over IP | 1
¦¦ TE-209 | TTB | 1
¦¦ TE-209 | Data Cabinet | 1
¦¦ TE-209 | 1PR#18 Twisted Pair | 40
¦¦ TE-209 | 25Pr. #22 | 20
¦¦ TE-209 | Cat 6 Cable | 270
¦¦ TE-209 | Liftnet | 1
¦¦ TE-210 | CCTV CAMERA + HSG - FIXED SURFACE MNT DOME | 8
¦¦ TE-304 | 3/4" CONDUIT - RMC - GALV | 180
¦¦ TE-304 | 1" CONDUIT - RMC - GALV | 195
¦¦ TE-304 | 3/4" LOCKNUT - STEEL | 16
¦¦ TE-304 | 1" LOCKNUT - STEEL | 12
¦¦ TE-304 | 3/4" BUSHING - PLASTIC | 8
¦¦ TE-304 | 1" BUSHING - PLASTIC | 6
¦¦ TE-304 | 3/4" MEASURE CUT & THREAD LABOR - RMC - GALV | 4
¦¦ TE-304 | 1" MEASURE CUT & THREAD LABOR - RMC - GALV | 3
¦¦ TE-304 | 3/4" DBL LOCKNUT & BUSHING LABOR - RMC - GALV | 8
¦¦ TE-304 | 1" DBL LOCKNUT & BUSHING LABOR - RMC - GALV | 6
¦¦ TE-304 | 3/4" 1-H STRAP - RMC - MALL | 36
¦¦ TE-304 | 1" 1-H STRAP - RMC - MALL | 39
¦¦ TE-304 | 3/4" CLAMP BACK | 36
¦¦ TE-304 | 1" CLAMP BACK | 39
¦¦ TE-304 | #14 THHN STR BLACK | 90
¦¦ TE-304 | #10 THHN STR BLACK | 450
¦¦ TE-304 | #8 TO #10x 7/8 PLAS ANCHOR (3/16) | 75
¦¦ TE-304 | #10x 1 P/H SELF-TAP SCREW | 75
¦¦ TE-304 | CCTV CAMERA + HSG - FIXED SURFACE MNT DOME | 3
¦¦ TE-304 | Wall Mount Voice Over IP | 1
¦¦ TE-304 | PA Speaker | 3
¦¦ TE-304 | Cat 6 Cable | 760
¦¦ TE-304 | Access Node | 2
¦¦ TE-304 | Application Pull Box | 2
¦¦ TE-305 | 3/4" CONDUIT - RMC - GALV | 170
¦¦ TE-305 | 1" CONDUIT - RMC - GALV | 1080
¦¦ TE-305 | 1 1/2" CONDUIT - RMC - GALV | 160
¦¦ TE-305 | 2 1/2" CONDUIT - RMC - GALV | 100
¦¦ TE-305 | 1 1/2" COUPLING - RMC - GALV | 4
¦¦ TE-305 | 2 1/2" COUPLING - RMC - GALV | 2
¦¦ TE-305 | 1 1/2" ELBOW 90 DEG - RMC - GALV | 4
¦¦ TE-305 | 2 1/2" ELBOW 90 DEG - RMC - GALV | 2
¦¦ TE-305 | 3/4" LOCKNUT - STEEL | 12
¦¦ TE-305 | 1" LOCKNUT - STEEL | 24
¦¦ TE-305 | 1 1/2" LOCKNUT - STEEL | 8
¦¦ TE-305 | 2 1/2" LOCKNUT - STEEL | 4
¦¦ TE-305 | 3/4" BUSHING - PLASTIC | 6
¦¦ TE-305 | 1" BUSHING - PLASTIC | 12
¦¦ TE-305 | 1 1/2" BUSHING - PLASTIC | 4
¦¦ TE-305 | 2 1/2" BUSHING - PLASTIC | 2
¦¦ TE-305 | 3/4" MEASURE CUT & THREAD LABOR - RMC - GALV | 3
¦¦ TE-305 | 1" MEASURE CUT & THREAD LABOR - RMC - GALV | 6
¦¦ TE-305 | 1 1/2" MEASURE CUT & THREAD LABOR - RMC - GALV | 2
¦¦ TE-305 | 2 1/2" MEASURE CUT & THREAD LABOR - RMC - GALV | 1
¦¦ TE-305 | 3/4" DBL LOCKNUT & BUSHING LABOR - RMC - GALV | 6
¦¦ TE-305 | 1" DBL LOCKNUT & BUSHING LABOR - RMC - GALV | 12
¦¦ TE-305 | 1 1/2" DBL LOCKNUT & BUSHING LABOR - RMC - GALV | 4
¦¦ TE-305 | 2 1/2" DBL LOCKNUT & BUSHING LABOR - RMC - GALV | 2
¦¦ TE-305 | 2-1/2" 1-PC CONDUIT STRUT CLAMP W/ SADDLE - PLTD | 20
¦¦ TE-305 | 3/4" 1-H STRAP - RMC - MALL | 34
¦¦ TE-305 | 1" 1-H STRAP - RMC - MALL | 216
¦¦ TE-305 | 1 1/2" 1-H STRAP - RMC - MALL | 32
¦¦ TE-305 | 3/4" CLAMP BACK | 34
¦¦ TE-305 | 1" CLAMP BACK | 216
¦¦ TE-305 | 1 1/2" CLAMP BACK | 32
¦¦ TE-305 | #10 THHN STR BLACK | 8895
¦¦ TE-305 | 1 5/8x 1 5/8x 12G STRUT GRN | 10
¦¦ TE-305 | 1/4-20x 1 3/4 WEDGE ANCHOR - 1 1/8" MIN DEPTH | 32
¦¦ TE-305 | 3/8-16x 2 1/4 WEDGE ANCHOR - 1 1/2" MIN DEPTH | 20
¦¦ TE-305 | #8 TO #10x 7/8 PLAS ANCHOR (3/16) | 250
¦¦ TE-305 | 1/4-20x 5/8 HEX HEAD BOLT - PLTD STL | 32
¦¦ TE-305 | 3/8-16x 3/4 HEX HEAD BOLT - PLTD STL | 20
¦¦ TE-305 | #10x 1 P/H SELF-TAP SCREW | 250
¦¦ TE-305 | CCTV CAMERA + HSG - FIXED SURFACE MNT DOME | 2
¦¦ TE-305 | PA Speaker | 2
¦¦ TE-305 | 1PR#18 Twisted Pair | 260
¦¦ TE-305 | 25Pr. #22 | 380
¦¦ TE-305 | Cat 6 Cable | 815
¦¦ TE-305 | Access Node | 2
¦¦ TE-305 | Application Pull Box | 2
¦¦ TE-306 | 3/4" CONDUIT - RMC - GALV | 70
¦¦ TE-306 | 1" CONDUIT - RMC - GALV | 85
¦¦ TE-306 | 1 1/2" CONDUIT - RMC - GALV | 10
¦¦ TE-306 | 2 1/2" CONDUIT - RMC - GALV | 100
¦¦ TE-306 | 1 1/2" COUPLING - RMC - GALV | 2
¦¦ TE-306 | 2 1/2" COUPLING - RMC - GALV | 2
¦¦ TE-306 | 1 1/2" ELBOW 90 DEG - RMC - GALV | 2
¦¦ TE-306 | 2 1/2" ELBOW 90 DEG - RMC - GALV | 2
¦¦ TE-306 | 3/4" LOCKNUT - STEEL | 12
¦¦ TE-306 | 1" LOCKNUT - STEEL | 16
¦¦ TE-306 | 1 1/2" LOCKNUT - STEEL | 4
¦¦ TE-306 | 2 1/2" LOCKNUT - STEEL | 4
¦¦ TE-306 | 3/4" BUSHING - PLASTIC | 6
¦¦ TE-306 | 1" BUSHING - PLASTIC | 8
¦¦ TE-306 | 1 1/2" BUSHING - PLASTIC | 2
¦¦ TE-306 | 2 1/2" BUSHING - PLASTIC | 2
¦¦ TE-306 | 3/4" MEASURE CUT & THREAD LABOR - RMC - GALV | 3
¦¦ TE-306 | 1" MEASURE CUT & THREAD LABOR - RMC - GALV | 4
¦¦ TE-306 | 1 1/2" MEASURE CUT & THREAD LABOR - RMC - GALV | 1
¦¦ TE-306 | 2 1/2" MEASURE CUT & THREAD LABOR - RMC - GALV | 1
¦¦ TE-306 | 3/4" DBL LOCKNUT & BUSHING LABOR - RMC - GALV | 6
¦¦ TE-306 | 1" DBL LOCKNUT & BUSHING LABOR - RMC - GALV | 8
¦¦ TE-306 | 1 1/2" DBL LOCKNUT & BUSHING LABOR - RMC - GALV | 2
¦¦ TE-306 | 2 1/2" DBL LOCKNUT & BUSHING LABOR - RMC - GALV | 2
¦¦ TE-306 | 2-1/2" 1-PC CONDUIT STRUT CLAMP W/ SADDLE - PLTD | 20
¦¦ TE-306 | 3/4" 1-H STRAP - RMC - MALL | 14
¦¦ TE-306 | 1" 1-H STRAP - RMC - MALL | 17
¦¦ TE-306 | 1 1/2" 1-H STRAP - RMC - MALL | 2
¦¦ TE-306 | 3/4" CLAMP BACK | 14
¦¦ TE-306 | 1" CLAMP BACK | 17
¦¦ TE-306 | 1 1/2" CLAMP BACK | 2
¦¦ TE-306 | #10 THHN STR BLACK | 100
¦¦ TE-306 | 1 5/8x 1 5/8x 12G STRUT GRN | 10
¦¦ TE-306 | 1/4-20x 1 3/4 WEDGE ANCHOR - 1 1/8" MIN DEPTH | 2
¦¦ TE-306 | 3/8-16x 2 1/4 WEDGE ANCHOR - 1 1/2" MIN DEPTH | 20
¦¦ TE-306 | #8 TO #10x 7/8 PLAS ANCHOR (3/16) | 31
¦¦ TE-306 | 1/4-20x 5/8 HEX HEAD BOLT - PLTD STL | 2
¦¦ TE-306 | 3/8-16x 3/4 HEX HEAD BOLT - PLTD STL | 20
¦¦ TE-306 | #10x 1 P/H SELF-TAP SCREW | 31
¦¦ TE-306 | Fire Extinguisher 15Lb CO2 | 1
¦¦ TE-306 | TTB | 1
¦¦ TE-306 | Data Cabinet | 1
¦¦ TE-306 | 1PR#18 Twisted Pair | 140
¦¦ TE-306 | 25Pr. #22 | 20
¦¦ TE-306 | Cat 6 Cable | 280
¦¦ TE-306 | IP Phone | 1
¦¦ TE-306 | Liftnet | 1
¦¦ TE-307 | 3/4" CONDUIT - RMC - GALV | 50
¦¦ TE-307 | 1" CONDUIT - RMC - GALV | 70
¦¦ TE-307 | 1 1/2" CONDUIT - RMC - GALV | 10
¦¦ TE-307 | 2 1/2" CONDUIT - RMC - GALV | 45
¦¦ TE-307 | 1 1/2" COUPLING - RMC - GALV | 2
¦¦ TE-307 | 2 1/2" COUPLING - RMC - GALV | 2
¦¦ TE-307 | 1 1/2" ELBOW 90 DEG - RMC - GALV | 2
¦¦ TE-307 | 2 1/2" ELBOW 90 DEG - RMC - GALV | 2
¦¦ TE-307 | 3/4" LOCKNUT - STEEL | 4
¦¦ TE-307 | 1" LOCKNUT - STEEL | 8
¦¦ TE-307 | 1 1/2" LOCKNUT - STEEL | 4
¦¦ TE-307 | 2 1/2" LOCKNUT - STEEL | 4
¦¦ TE-307 | 3/4" BUSHING - PLASTIC | 2
¦¦ TE-307 | 1" BUSHING - PLASTIC | 4
¦¦ TE-307 | 1 1/2" BUSHING - PLASTIC | 2
¦¦ TE-307 | 2 1/2" BUSHING - PLASTIC | 2
¦¦ TE-307 | 3/4" MEASURE CUT & THREAD LABOR - RMC - GALV | 1
¦¦ TE-307 | 1" MEASURE CUT & THREAD LABOR - RMC - GALV | 2
¦¦ TE-307 | 1 1/2" MEASURE CUT & THREAD LABOR - RMC - GALV | 1
¦¦ TE-307 | 2 1/2" MEASURE CUT & THREAD LABOR - RMC - GALV | 1
¦¦ TE-307 | 3/4" DBL LOCKNUT & BUSHING LABOR - RMC - GALV | 2
¦¦ TE-307 | 1" DBL LOCKNUT & BUSHING LABOR - RMC - GALV | 4
¦¦ TE-307 | 1 1/2" DBL LOCKNUT & BUSHING LABOR - RMC - GALV | 2
¦¦ TE-307 | 2 1/2" DBL LOCKNUT & BUSHING LABOR - RMC - GALV | 2
¦¦ TE-307 | 2-1/2" 1-PC CONDUIT STRUT CLAMP W/ SADDLE - PLTD | 9
¦¦ TE-307 | 3/4" 1-H STRAP - RMC - MALL | 10
¦¦ TE-307 | 1" 1-H STRAP - RMC - MALL | 14
¦¦ TE-307 | 1 1/2" 1-H STRAP - RMC - MALL | 2
¦¦ TE-307 | 3/4" CLAMP BACK | 10
¦¦ TE-307 | 1" CLAMP BACK | 14
¦¦ TE-307 | 1 1/2" CLAMP BACK | 2
¦¦ TE-307 | #10 THHN STR BLACK | 180
¦¦ TE-307 | 1 5/8x 1 5/8x 12G STRUT GRN | 5
¦¦ TE-307 | 1/4-20x 1 3/4 WEDGE ANCHOR - 1 1/8" MIN DEPTH | 2
¦¦ TE-307 | 3/8-16x 2 1/4 WEDGE ANCHOR - 1 1/2" MIN DEPTH | 9
¦¦ TE-307 | #8 TO #10x 7/8 PLAS ANCHOR (3/16) | 24
¦¦ TE-307 | 1/4-20x 5/8 HEX HEAD BOLT - PLTD STL | 2
¦¦ TE-307 | 3/8-16x 3/4 HEX HEAD BOLT - PLTD STL | 9
¦¦ TE-307 | #10x 1 P/H SELF-TAP SCREW | 24
¦¦ TE-307 | Fire Extinguisher 15Lb CO2 | 1
¦¦ TE-307 | TTB | 1
¦¦ TE-307 | Data Cabinet | 1
¦¦ TE-307 | 25Pr. #22 | 20
¦¦ TE-307 | Cat 6 Cable | 370
¦¦ TE-307 | IP Phone | 1
¦¦ TE-307 | Liftnet | 1
¦¦ TE-308 | 3/4" CONDUIT - RMC - GALV | 80
¦¦ TE-308 | 1" CONDUIT - RMC - GALV | 70
¦¦ TE-308 | 3/4" LOCKNUT - STEEL | 16
¦¦ TE-308 | 1" LOCKNUT - STEEL | 12
¦¦ TE-308 | 3/4" BUSHING - PLASTIC | 8
¦¦ TE-308 | 1" BUSHING - PLASTIC | 6
¦¦ TE-308 | 3/4" MEASURE CUT & THREAD LABOR - RMC - GALV | 4
¦¦ TE-308 | 1" MEASURE CUT & THREAD LABOR - RMC - GALV | 3
¦¦ TE-308 | 3/4" DBL LOCKNUT & BUSHING LABOR - RMC - GALV | 8
¦¦ TE-308 | 1" DBL LOCKNUT & BUSHING LABOR - RMC - GALV | 6
¦¦ TE-308 | 3/4" 1-H STRAP - RMC - MALL | 16
¦¦ TE-308 | 1" 1-H STRAP - RMC - MALL | 14
¦¦ TE-308 | 3/4" CLAMP BACK | 16
¦¦ TE-308 | 1" CLAMP BACK | 14
¦¦ TE-308 | #10 THHN STR BLACK | 140
¦¦ TE-308 | #8 TO #10x 7/8 PLAS ANCHOR (3/16) | 30
¦¦ TE-308 | #10x 1 P/H SELF-TAP SCREW | 30
¦¦ TE-308 | DEMO TELEPHONE | 1
¦¦ TE-308 | DEMO UP TO 1" RMC & WIRE | 230
¦¦ TE-308 | Data Cabinet | 1
¦¦ TE-308 | 1PR#18 Twisted Pair | 80
¦¦ TE-308 | Cat 6 Cable | 285
¦¦ TE-308 | IP Phone | 1
¦¦ TE-309 | 120VAC-24VDC 800 mA POWER SUPPLY | 1
¦¦ TE-309 | Layer 2 switch | 1
¦¦ TE-309 | Ethernet Extender | 2
¦¦ TE-310 | 1" CONDUIT - RMC - GALV | 70
¦¦ TE-310 | 2 1/2" CONDUIT - RMC - GALV | 90
¦¦ TE-310 | 2 1/2" COUPLING - RMC - GALV | 2
¦¦ TE-310 | 2 1/2" ELBOW 90 DEG - RMC - GALV | 2
¦¦ TE-310 | 1" LOCKNUT - STEEL | 4
¦¦ TE-310 | 2 1/2" LOCKNUT - STEEL | 4
¦¦ TE-310 | 1" BUSHING - PLASTIC | 2
¦¦ TE-310 | 2 1/2" BUSHING - PLASTIC | 2
¦¦ TE-310 | 1" MEASURE CUT & THREAD LABOR - RMC - GALV | 1
¦¦ TE-310 | 2 1/2" MEASURE CUT & THREAD LABOR - RMC - GALV | 1
¦¦ TE-310 | 1" DBL LOCKNUT & BUSHING LABOR - RMC - GALV | 2
¦¦ TE-310 | 2 1/2" DBL LOCKNUT & BUSHING LABOR - RMC - GALV | 2
¦¦ TE-310 | 2-1/2" 1-PC CONDUIT STRUT CLAMP W/ SADDLE - PLTD | 18
¦¦ TE-310 | 1" 1-H STRAP - RMC - MALL | 14
¦¦ TE-310 | 1" CLAMP BACK | 14
¦¦ TE-310 | #10 THHN STR BLACK | 720
¦¦ TE-310 | 1 5/8x 1 5/8x 12G STRUT GRN | 9
¦¦ TE-310 | 3/8-16x 2 1/4 WEDGE ANCHOR - 1 1/2" MIN DEPTH | 18
¦¦ TE-310 | #8 TO #10x 7/8 PLAS ANCHOR (3/16) | 14
¦¦ TE-310 | 3/8-16x 3/4 HEX HEAD BOLT - PLTD STL | 18
¦¦ TE-310 | #10x 1 P/H SELF-TAP SCREW | 14
¦¦ TE-310 | 25Pr. #22 | 200
¦¦ TE-311 | CCTV CAMERA + HSG - FIXED SURFACE MNT DOME | 8
¦¦ TE-402 | 3/4" CONDUIT - RMC - GALV | 130
¦¦ TE-402 | 1" CONDUIT - RMC - GALV | 70
¦¦ TE-402 | 1 1/2" CONDUIT - RMC - GALV | 15
¦¦ TE-402 | 1 1/2" COUPLING - RMC - GALV | 2
¦¦ TE-402 | 1 1/2" ELBOW 90 DEG - RMC - GALV | 2
¦¦ TE-402 | 3/4" LOCKNUT - STEEL | 20
¦¦ TE-402 | 1" LOCKNUT - STEEL | 4
¦¦ TE-402 | 1 1/2" LOCKNUT - STEEL | 4
¦¦ TE-402 | 3/4" BUSHING - PLASTIC | 10
¦¦ TE-402 | 1" BUSHING - PLASTIC | 2
¦¦ TE-402 | 1 1/2" BUSHING - PLASTIC | 2
¦¦ TE-402 | 3/4" MEASURE CUT & THREAD LABOR - RMC - GALV | 5
¦¦ TE-402 | 1" MEASURE CUT & THREAD LABOR - RMC - GALV | 1
¦¦ TE-402 | 1 1/2" MEASURE CUT & THREAD LABOR - RMC - GALV | 1
¦¦ TE-402 | 3/4" DBL LOCKNUT & BUSHING LABOR - RMC - GALV | 10
¦¦ TE-402 | 1" DBL LOCKNUT & BUSHING LABOR - RMC - GALV | 2
¦¦ TE-402 | 1 1/2" DBL LOCKNUT & BUSHING LABOR - RMC - GALV | 2
¦¦ TE-402 | 3/4" 1-H STRAP - RMC - MALL | 26
¦¦ TE-402 | 1" 1-H STRAP - RMC - MALL | 14
¦¦ TE-402 | 1 1/2" 1-H STRAP - RMC - MALL | 3
¦¦ TE-402 | 3/4" CLAMP BACK | 26
¦¦ TE-402 | 1" CLAMP BACK | 14
¦¦ TE-402 | 1 1/2" CLAMP BACK | 3
¦¦ TE-402 | #14 THHN STR BLACK | 160
¦¦ TE-402 | 1/4-20x 1 3/4 WEDGE ANCHOR - 1 1/8" MIN DEPTH | 3
¦¦ TE-402 | #8 TO #10x 7/8 PLAS ANCHOR (3/16) | 40
¦¦ TE-402 | 1/4-20x 5/8 HEX HEAD BOLT - PLTD STL | 3
¦¦ TE-402 | #10x 1 P/H SELF-TAP SCREW | 40
¦¦ TE-402 | CCTV CAMERA + HSG - FIXED SURFACE MNT DOME | 1
¦¦ TE-402 | Cat 6 Cable | 790
¦¦ TE-402 | Access Node | 1
¦¦ TE-402 | Application Pull Box | 1
¦¦ TE-402 | IP Phone | 1
¦¦ TE-403 | 1" CONDUIT - RMC - GALV | 220
¦¦ TE-403 | 1 1/2" CONDUIT - RMC - GALV | 220
¦¦ TE-403 | 1 1/2" COUPLING - RMC - GALV | 2
¦¦ TE-403 | 1 1/2" ELBOW 90 DEG - RMC - GALV | 2
¦¦ TE-403 | 1" LOCKNUT - STEEL | 4
¦¦ TE-403 | 1 1/2" LOCKNUT - STEEL | 4
¦¦ TE-403 | 1" BUSHING - PLASTIC | 2
¦¦ TE-403 | 1 1/2" BUSHING - PLASTIC | 2
¦¦ TE-403 | 1" MEASURE CUT & THREAD LABOR - RMC - GALV | 1
¦¦ TE-403 | 1 1/2" MEASURE CUT & THREAD LABOR - RMC - GALV | 1
¦¦ TE-403 | 1" DBL LOCKNUT & BUSHING LABOR - RMC - GALV | 2
¦¦ TE-403 | 1 1/2" DBL LOCKNUT & BUSHING LABOR - RMC - GALV | 2
¦¦ TE-403 | 1" 1-H STRAP - RMC - MALL | 44
¦¦ TE-403 | 1 1/2" 1-H STRAP - RMC - MALL | 44
¦¦ TE-403 | 1" CLAMP BACK | 44
¦¦ TE-403 | 1 1/2" CLAMP BACK | 44
¦¦ TE-403 | #10 THHN STR BLACK | 690
¦¦ TE-403 | 1/4-20x 1 3/4 WEDGE ANCHOR - 1 1/8" MIN DEPTH | 44
¦¦ TE-403 | #8 TO #10x 7/8 PLAS ANCHOR (3/16) | 44
¦¦ TE-403 | 1/4-20x 5/8 HEX HEAD BOLT - PLTD STL | 44
¦¦ TE-403 | #10x 1 P/H SELF-TAP SCREW | 44
¦¦ TE-403 | 25Pr. #22 | 230
¦¦ TE-405 | 3/4" CONDUIT - RMC - GALV | 10
¦¦ TE-405 | 1" CONDUIT - RMC - GALV | 40
¦¦ TE-405 | 1 1/2" CONDUIT - RMC - GALV | 25
¦¦ TE-405 | 1 1/2" COUPLING - RMC - GALV | 2
¦¦ TE-405 | 1 1/2" ELBOW 90 DEG - RMC - GALV | 2
¦¦ TE-405 | 3/4" LOCKNUT - STEEL | 4
¦¦ TE-405 | 1" LOCKNUT - STEEL | 12
¦¦ TE-405 | 1 1/2" LOCKNUT - STEEL | 4
¦¦ TE-405 | 3/4" BUSHING - PLASTIC | 2
¦¦ TE-405 | 1" BUSHING - PLASTIC | 6
¦¦ TE-405 | 1 1/2" BUSHING - PLASTIC | 2
¦¦ TE-405 | 3/4" MEASURE CUT & THREAD LABOR - RMC - GALV | 1
¦¦ TE-405 | 1" MEASURE CUT & THREAD LABOR - RMC - GALV | 3
¦¦ TE-405 | 1 1/2" MEASURE CUT & THREAD LABOR - RMC - GALV | 1
¦¦ TE-405 | 3/4" DBL LOCKNUT & BUSHING LABOR - RMC - GALV | 2
¦¦ TE-405 | 1" DBL LOCKNUT & BUSHING LABOR - RMC - GALV | 6
¦¦ TE-405 | 1 1/2" DBL LOCKNUT & BUSHING LABOR - RMC - GALV | 2
¦¦ TE-405 | 3/4" 1-H STRAP - RMC - MALL | 2
¦¦ TE-405 | 1" 1-H STRAP - RMC - MALL | 8
¦¦ TE-405 | 1 1/2" 1-H STRAP - RMC - MALL | 5
¦¦ TE-405 | 3/4" CLAMP BACK | 2
¦¦ TE-405 | 1" CLAMP BACK | 8
¦¦ TE-405 | 1 1/2" CLAMP BACK | 5
¦¦ TE-405 | #12 THHN STR BLACK | 180
¦¦ TE-405 | #10 THHN STR BLACK | 90
¦¦ TE-405 | 1/4-20x 1 3/4 WEDGE ANCHOR - 1 1/8" MIN DEPTH | 5
¦¦ TE-405 | #8 TO #10x 7/8 PLAS ANCHOR (3/16) | 10
¦¦ TE-405 | 1/4-20x 5/8 HEX HEAD BOLT - PLTD STL | 5
¦¦ TE-405 | #10x 1 P/H SELF-TAP SCREW | 10
¦¦ TE-405 | 2C#18 AWG Unshielded | 20
¦¦ TE-405 | 25Pr. #22 | 35
¦¦ TE-405 | Cat 6 Cable | 45
¦¦ TE-406 | 120VAC-24VDC 800 mA POWER SUPPLY | 1
¦¦ TE-406 | Layer 2 switch | 1
¦¦ TE-406 | Ethernet Extender | 2
¦¦ TE-407 | CCTV CAMERA + HSG - FIXED SURFACE MNT DOME | 3
¦¦ TE-408 | 3/4" CONDUIT - RMC - GALV | 40
¦¦ TE-408 | 1" CONDUIT - RMC - GALV | 15
¦¦ TE-408 | 1 1/2" CONDUIT - RMC - GALV | 20
¦¦ TE-408 | 2 1/2" CONDUIT - RMC - GALV | 20
¦¦ TE-408 | 1 1/2" COUPLING - RMC - GALV | 4
¦¦ TE-408 | 2 1/2" COUPLING - RMC - GALV | 2
¦¦ TE-408 | 1 1/2" ELBOW 90 DEG - RMC - GALV | 4
¦¦ TE-408 | 2 1/2" ELBOW 90 DEG - RMC - GALV | 2
¦¦ TE-408 | 3/4" LOCKNUT - STEEL | 12
¦¦ TE-408 | 1" LOCKNUT - STEEL | 8
¦¦ TE-408 | 1 1/2" LOCKNUT - STEEL | 8
¦¦ TE-408 | 2 1/2" LOCKNUT - STEEL | 4
¦¦ TE-408 | 3/4" BUSHING - PLASTIC | 6
¦¦ TE-408 | 1" BUSHING - PLASTIC | 4
¦¦ TE-408 | 1 1/2" BUSHING - PLASTIC | 4
¦¦ TE-408 | 2 1/2" BUSHING - PLASTIC | 2
¦¦ TE-408 | 3/4" MEASURE CUT & THREAD LABOR - RMC - GALV | 3
¦¦ TE-408 | 1" MEASURE CUT & THREAD LABOR - RMC - GALV | 2
¦¦ TE-408 | 1 1/2" MEASURE CUT & THREAD LABOR - RMC - GALV | 2
¦¦ TE-408 | 2 1/2" MEASURE CUT & THREAD LABOR - RMC - GALV | 1
¦¦ TE-408 | 3/4" DBL LOCKNUT & BUSHING LABOR - RMC - GALV | 6
¦¦ TE-408 | 1" DBL LOCKNUT & BUSHING LABOR - RMC - GALV | 4
¦¦ TE-408 | 1 1/2" DBL LOCKNUT & BUSHING LABOR - RMC - GALV | 4
¦¦ TE-408 | 2 1/2" DBL LOCKNUT & BUSHING LABOR - RMC - GALV | 2
¦¦ TE-408 | 2-1/2" 1-PC CONDUIT STRUT CLAMP W/ SADDLE - PLTD | 4
¦¦ TE-408 | 3/4" 1-H STRAP - RMC - MALL | 8
¦¦ TE-408 | 1" 1-H STRAP - RMC - MALL | 3
¦¦ TE-408 | 1 1/2" 1-H STRAP - RMC - MALL | 4
¦¦ TE-408 | 3/4" CLAMP BACK | 8
¦¦ TE-408 | 1" CLAMP BACK | 3
¦¦ TE-408 | 1 1/2" CLAMP BACK | 4
¦¦ TE-408 | #10 THHN STR BLACK | 60
¦¦ TE-408 | 1 5/8x 1 5/8x 12G STRUT GRN | 2
¦¦ TE-408 | 1/4-20x 1 3/4 WEDGE ANCHOR - 1 1/8" MIN DEPTH | 4
¦¦ TE-408 | 3/8-16x 2 1/4 WEDGE ANCHOR - 1 1/2" MIN DEPTH | 4
¦¦ TE-408 | #8 TO #10x 7/8 PLAS ANCHOR (3/16) | 11
¦¦ TE-408 | 1/4-20x 5/8 HEX HEAD BOLT - PLTD STL | 4
¦¦ TE-408 | 3/8-16x 3/4 HEX HEAD BOLT - PLTD STL | 4
¦¦ TE-408 | #10x 1 P/H SELF-TAP SCREW | 11
¦¦ TE-408 | F/A CONTROL PANEL - 4 ZONE | 1
¦¦ TE-408 | Fire Extinguisher 15Lb CO2 | 1
¦¦ TE-408 | Wall Mount Voice Over IP | 1
¦¦ TE-408 | TTB | 1
¦¦ TE-408 | Data Cabinet | 1
¦¦ TE-408 | 1PR#18 Twisted Pair | 15
¦¦ TE-408 | 25Pr. #22 | 15
¦¦ TE-408 | Cat 6 Cable | 265
¦¦ TE-408 | Liftnet | 1
¦¦ TE-409 | Data Cabinet | 1
¦¦ TE-502 | 3/4" CONDUIT - RMC - GALV | 185
¦¦ TE-502 | 1" CONDUIT - RMC - GALV | 650
¦¦ TE-502 | 1 1/2" CONDUIT - RMC - GALV | 650
¦¦ TE-502 | 1 1/2" COUPLING - RMC - GALV | 4
¦¦ TE-502 | 1 1/2" ELBOW 90 DEG - RMC - GALV | 4
¦¦ TE-502 | 3/4" LOCKNUT - STEEL | 16
¦¦ TE-502 | 1" LOCKNUT - STEEL | 28
¦¦ TE-502 | 1 1/2" LOCKNUT - STEEL | 8
¦¦ TE-502 | 3/4" BUSHING - PLASTIC | 8
¦¦ TE-502 | 1" BUSHING - PLASTIC | 14
¦¦ TE-502 | 1 1/2" BUSHING - PLASTIC | 4
¦¦ TE-502 | 3/4" MEASURE CUT & THREAD LABOR - RMC - GALV | 4
¦¦ TE-502 | 1" MEASURE CUT & THREAD LABOR - RMC - GALV | 7
¦¦ TE-502 | 1 1/2" MEASURE CUT & THREAD LABOR - RMC - GALV | 2
¦¦ TE-502 | 3/4" DBL LOCKNUT & BUSHING LABOR - RMC - GALV | 8
¦¦ TE-502 | 1" DBL LOCKNUT & BUSHING LABOR - RMC - GALV | 14
¦¦ TE-502 | 1 1/2" DBL LOCKNUT & BUSHING LABOR - RMC - GALV | 4
¦¦ TE-502 | 3/4" 1-H STRAP - RMC - MALL | 37
¦¦ TE-502 | 1" 1-H STRAP - RMC - MALL | 130
¦¦ TE-502 | 1 1/2" 1-H STRAP - RMC - MALL | 130
¦¦ TE-502 | 3/4" CLAMP BACK | 37
¦¦ TE-502 | 1" CLAMP BACK | 130
¦¦ TE-502 | 1 1/2" CLAMP BACK | 130
¦¦ TE-502 | #14 THHN STR BLACK | 70
¦¦ TE-502 | #10 THHN STR BLACK | 1770
¦¦ TE-502 | 1/4-20x 1 3/4 WEDGE ANCHOR - 1 1/8" MIN DEPTH | 130
¦¦ TE-502 | #8 TO #10x 7/8 PLAS ANCHOR (3/16) | 167
¦¦ TE-502 | 1/4-20x 5/8 HEX HEAD BOLT - PLTD STL | 130
¦¦ TE-502 | #10x 1 P/H SELF-TAP SCREW | 167
¦¦ TE-502 | CCTV CAMERA + HSG - FIXED SURFACE MNT DOME | 1
¦¦ TE-502 | Wall Mount Voice Over IP | 1
¦¦ TE-502 | PA Speaker | 1
¦¦ TE-502 | 1PR#18 Twisted Pair | 540
¦¦ TE-502 | 2C#18 AWG Unshielded | 65
¦¦ TE-502 | 25Pr. #22 | 670
¦¦ TE-502 | Cat 6 Cable | 1040
¦¦ TE-502 | Access Node | 1
¦¦ TE-502 | Application Pull Box | 1
¦¦ TE-503 | 3/4" CONDUIT - RMC - GALV | 100
¦¦ TE-503 | 1" CONDUIT - RMC - GALV | 75
¦¦ TE-503 | 1 1/2" CONDUIT - RMC - GALV | 5
¦¦ TE-503 | 2 1/2" CONDUIT - RMC - GALV | 100
¦¦ TE-503 | 1 1/2" COUPLING - RMC - GALV | 2
¦¦ TE-503 | 2 1/2" COUPLING - RMC - GALV | 2
¦¦ TE-503 | 1 1/2" ELBOW 90 DEG - RMC - GALV | 2
¦¦ TE-503 | 2 1/2" ELBOW 90 DEG - RMC - GALV | 2
¦¦ TE-503 | 3/4" LOCKNUT - STEEL | 16
¦¦ TE-503 | 1" LOCKNUT - STEEL | 12
¦¦ TE-503 | 1 1/2" LOCKNUT - STEEL | 4
¦¦ TE-503 | 2 1/2" LOCKNUT - STEEL | 4
¦¦ TE-503 | 3/4" BUSHING - PLASTIC | 8
¦¦ TE-503 | 1" BUSHING - PLASTIC | 6
¦¦ TE-503 | 1 1/2" BUSHING - PLASTIC | 2
¦¦ TE-503 | 2 1/2" BUSHING - PLASTIC | 2
¦¦ TE-503 | 3/4" MEASURE CUT & THREAD LABOR - RMC - GALV | 4
¦¦ TE-503 | 1" MEASURE CUT & THREAD LABOR - RMC - GALV | 3
¦¦ TE-503 | 1 1/2" MEASURE CUT & THREAD LABOR - RMC - GALV | 1
¦¦ TE-503 | 2 1/2" MEASURE CUT & THREAD LABOR - RMC - GALV | 1
¦¦ TE-503 | 3/4" DBL LOCKNUT & BUSHING LABOR - RMC - GALV | 8
¦¦ TE-503 | 1" DBL LOCKNUT & BUSHING LABOR - RMC - GALV | 6
¦¦ TE-503 | 1 1/2" DBL LOCKNUT & BUSHING LABOR - RMC - GALV | 2
¦¦ TE-503 | 2 1/2" DBL LOCKNUT & BUSHING LABOR - RMC - GALV | 2
¦¦ TE-503 | 2-1/2" 1-PC CONDUIT STRUT CLAMP W/ SADDLE - PLTD | 20
¦¦ TE-503 | 3/4" 1-H STRAP - RMC - MALL | 20
¦¦ TE-503 | 1" 1-H STRAP - RMC - MALL | 15
¦¦ TE-503 | 1 1/2" 1-H STRAP - RMC - MALL | 1
¦¦ TE-503 | 3/4" CLAMP BACK | 20
¦¦ TE-503 | 1" CLAMP BACK | 15
¦¦ TE-503 | 1 1/2" CLAMP BACK | 1
¦¦ TE-503 | 1 5/8x 1 5/8x 12G STRUT GRN | 10
¦¦ TE-503 | 1/4-20x 1 3/4 WEDGE ANCHOR - 1 1/8" MIN DEPTH | 1
¦¦ TE-503 | 3/8-16x 2 1/4 WEDGE ANCHOR - 1 1/2" MIN DEPTH | 20
¦¦ TE-503 | #8 TO #10x 7/8 PLAS ANCHOR (3/16) | 35
¦¦ TE-503 | 1/4-20x 5/8 HEX HEAD BOLT - PLTD STL | 1
¦¦ TE-503 | 3/8-16x 3/4 HEX HEAD BOLT - PLTD STL | 20
¦¦ TE-503 | #10x 1 P/H SELF-TAP SCREW | 35
¦¦ TE-503 | Fire Extinguisher 15Lb CO2 | 1
¦¦ TE-503 | Wall Mount Voice Over IP | 1
¦¦ TE-503 | TTB | 1
¦¦ TE-503 | Data Cabinet | 1
¦¦ TE-503 | 1PR#18 Twisted Pair | 70
¦¦ TE-503 | 25Pr. #22 | 15
¦¦ TE-503 | Cat 6 Cable | 420
¦¦ TE-503 | Liftnet | 1
¦¦ TE-505 | 120VAC-24VDC POWER PACK W/ SPST RELAY | 1
¦¦ TE-505 | Layer 2 switch | 1
¦¦ TE-505 | Ethernet Extender | 2
¦¦ TE-506 | 1/2" CONDUIT - RMC - GALV | 200
¦¦ TE-506 | 3/4" CONDUIT - RMC - GALV | 210
¦¦ TE-506 | 1" CONDUIT - RMC - GALV | 650
¦¦ TE-506 | 1 1/2" CONDUIT - RMC - GALV | 15
¦¦ TE-506 | 1 1/2" COUPLING - RMC - GALV | 2
¦¦ TE-506 | 1 1/2" ELBOW 90 DEG - RMC - GALV | 2
¦¦ TE-506 | 1/2" LOCKNUT - STEEL | 4
¦¦ TE-506 | 3/4" LOCKNUT - STEEL | 8
¦¦ TE-506 | 1" LOCKNUT - STEEL | 28
¦¦ TE-506 | 1 1/2" LOCKNUT - STEEL | 4
¦¦ TE-506 | 1/2" BUSHING - PLASTIC | 2
¦¦ TE-506 | 3/4" BUSHING - PLASTIC | 4
¦¦ TE-506 | 1" BUSHING - PLASTIC | 14
¦¦ TE-506 | 1 1/2" BUSHING - PLASTIC | 2
¦¦ TE-506 | 1/2" MEASURE CUT & THREAD LABOR - RMC - GALV | 1
¦¦ TE-506 | 3/4" MEASURE CUT & THREAD LABOR - RMC - GALV | 2
¦¦ TE-506 | 1" MEASURE CUT & THREAD LABOR - RMC - GALV | 7
¦¦ TE-506 | 1 1/2" MEASURE CUT & THREAD LABOR - RMC - GALV | 1
¦¦ TE-506 | 1/2" DBL LOCKNUT & BUSHING LABOR - RMC - GALV | 2
¦¦ TE-506 | 3/4" DBL LOCKNUT & BUSHING LABOR - RMC - GALV | 4
¦¦ TE-506 | 1" DBL LOCKNUT & BUSHING LABOR - RMC - GALV | 14
¦¦ TE-506 | 1 1/2" DBL LOCKNUT & BUSHING LABOR - RMC - GALV | 2
¦¦ TE-506 | 1/2" 1-H STRAP - RMC - STEEL | 20
¦¦ TE-506 | 3/4" 1-H STRAP - RMC - MALL | 42
¦¦ TE-506 | 1" 1-H STRAP - RMC - MALL | 130
¦¦ TE-506 | 1 1/2" 1-H STRAP - RMC - MALL | 3
¦¦ TE-506 | 3/4" CLAMP BACK | 42
¦¦ TE-506 | 1" CLAMP BACK | 130
¦¦ TE-506 | 1 1/2" CLAMP BACK | 3
¦¦ TE-506 | #10 THHN STR BLACK | 2295
¦¦ TE-506 | 1/4-20x 1 3/4 WEDGE ANCHOR - 1 1/8" MIN DEPTH | 3
¦¦ TE-506 | #8 TO #10x 7/8 PLAS ANCHOR (3/16) | 192
¦¦ TE-506 | 1/4-20x 5/8 HEX HEAD BOLT - PLTD STL | 3
¦¦ TE-506 | #10x 1 P/H SELF-TAP SCREW | 192
¦¦ TE-506 | 1PR#18 Twisted Pair | 630
¦¦ TE-506 | 2C#18 AWG Unshielded | 1700
¦¦ TE-506 | 25Pr. #22 | 235
¦¦ TE-506 | Cat 6 Cable | 60
¦¦ TE-506 | ESWE | 1
¦¦ TE-507 | 3/4" CONDUIT - RMC - GALV | 35
¦¦ TE-507 | 1" CONDUIT - RMC - GALV | 45
¦¦ TE-507 | 3/4" LOCKNUT - STEEL | 16
¦¦ TE-507 | 1" LOCKNUT - STEEL | 12
¦¦ TE-507 | 3/4" BUSHING - PLASTIC | 8
¦¦ TE-507 | 1" BUSHING - PLASTIC | 6
¦¦ TE-507 | 3/4" MEASURE CUT & THREAD LABOR - RMC - GALV | 4
¦¦ TE-507 | 1" MEASURE CUT & THREAD LABOR - RMC - GALV | 3
¦¦ TE-507 | 3/4" DBL LOCKNUT & BUSHING LABOR - RMC - GALV | 8
¦¦ TE-507 | 1" DBL LOCKNUT & BUSHING LABOR - RMC - GALV | 6
¦¦ TE-507 | 3/4" 1-H STRAP - RMC - MALL | 7
¦¦ TE-507 | 1" 1-H STRAP - RMC - MALL | 9
¦¦ TE-507 | 3/4" CLAMP BACK | 7
¦¦ TE-507 | 1" CLAMP BACK | 9
¦¦ TE-507 | CABLE TAG | 2
¦¦ TE-507 | 4" OCT CONC RING 3/4 & 1" KO | 1
¦¦ TE-507 | #8 TO #10x 7/8 PLAS ANCHOR (3/16) | 16
¦¦ TE-507 | #6x 3/4 P/H SELF-TAP SCREW | 2
¦¦ TE-507 | #10x 1 P/H SELF-TAP SCREW | 16
¦¦ TE-507 | F/A HORN+STROBE - WALL MNT | 1
¦¦ TE-507 | F/A VERIFICATION - PER SIGNALLING DEVICE | 1
¦¦ TE-507 | Install Door Security Switch | 1
¦¦ TE-507 | 1PR#18 Twisted Pair | 60
¦¦ TE-507 | 8C#18 AWG Overall Shielded | 570
¦¦ TE-507 | Quad #18 AWG | 30
¦¦ TE-507 | 1PR#22 | 180
¦¦ TE-508 | CCTV CAMERA + HSG - FIXED SURFACE MNT DOME | 2
¦¦ TE-509 | Data Cabinet | 1
¦¦ TE-603 | 3/4" CONDUIT - RMC - GALV | 270
¦¦ TE-603 | 1" CONDUIT - RMC - GALV | 530
¦¦ TE-603 | 1 1/2" CONDUIT - RMC - GALV | 300
¦¦ TE-603 | 2" CONDUIT - RMC - GALV | 190
¦¦ TE-603 | 1 1/2" COUPLING - RMC - GALV | 2
¦¦ TE-603 | 2" COUPLING - RMC - GALV | 2
¦¦ TE-603 | 1 1/2" ELBOW 90 DEG - RMC - GALV | 2
¦¦ TE-603 | 2" ELBOW 90 DEG - RMC - GALV | 2
¦¦ TE-603 | 3/4" LOCKNUT - STEEL | 12
¦¦ TE-603 | 1" LOCKNUT - STEEL | 16
¦¦ TE-603 | 1 1/2" LOCKNUT - STEEL | 4
¦¦ TE-603 | 2" LOCKNUT - STEEL | 4
¦¦ TE-603 | 3/4" BUSHING - PLASTIC | 6
¦¦ TE-603 | 1" BUSHING - PLASTIC | 8
¦¦ TE-603 | 1 1/2" BUSHING - PLASTIC | 2
¦¦ TE-603 | 2" BUSHING - PLASTIC | 2
¦¦ TE-603 | 3/4" MEASURE CUT & THREAD LABOR - RMC - GALV | 3
¦¦ TE-603 | 1" MEASURE CUT & THREAD LABOR - RMC - GALV | 4
¦¦ TE-603 | 1 1/2" MEASURE CUT & THREAD LABOR - RMC - GALV | 1
¦¦ TE-603 | 2" MEASURE CUT & THREAD LABOR - RMC - GALV | 1
¦¦ TE-603 | 3/4" DBL LOCKNUT & BUSHING LABOR - RMC - GALV | 6
¦¦ TE-603 | 1" DBL LOCKNUT & BUSHING LABOR - RMC - GALV | 8
¦¦ TE-603 | 1 1/2" DBL LOCKNUT & BUSHING LABOR - RMC - GALV | 2
¦¦ TE-603 | 2" DBL LOCKNUT & BUSHING LABOR - RMC - GALV | 2
¦¦ TE-603 | 3/4" 1-H STRAP - RMC - MALL | 54
¦¦ TE-603 | 1" 1-H STRAP - RMC - MALL | 106
¦¦ TE-603 | 1 1/2" 1-H STRAP - RMC - MALL | 60
¦¦ TE-603 | 2" 1-H STRAP - RMC - MALL | 38
¦¦ TE-603 | 3/4" CLAMP BACK | 54
¦¦ TE-603 | 1" CLAMP BACK | 106
¦¦ TE-603 | 1 1/2" CLAMP BACK | 60
¦¦ TE-603 | 2" CLAMP BACK | 38
¦¦ TE-603 | #14 THHN STR BLACK | 300
¦¦ TE-603 | #10 THHN STR BLACK | 945
¦¦ TE-603 | 1/4-20x 1 3/4 WEDGE ANCHOR - 1 1/8" MIN DEPTH | 98
¦¦ TE-603 | #8 TO #10x 7/8 PLAS ANCHOR (3/16) | 160
¦¦ TE-603 | 1/4-20x 5/8 HEX HEAD BOLT - PLTD STL | 98
¦¦ TE-603 | #10x 1 P/H SELF-TAP SCREW | 160
¦¦ TE-603 | CCTV CAMERA + HSG - FIXED SURFACE MNT DOME | 2
¦¦ TE-603 | Wall Mount Voice Over IP | 1
¦¦ TE-603 | PA Speaker | 2
¦¦ TE-603 | 25Pr. #22 | 310
¦¦ TE-603 | Cat 6 Cable | 3490
¦¦ TE-603 | Access Node | 1
¦¦ TE-603 | Application Pull Box | 1
¦¦ TE-604 | 3/4" CONDUIT - RMC - GALV | 70
¦¦ TE-604 | 1" CONDUIT - RMC - GALV | 80
¦¦ TE-604 | 1 1/2" CONDUIT - RMC - GALV | 30
¦¦ TE-604 | 1 1/2" COUPLING - RMC - GALV | 2
¦¦ TE-604 | 1 1/2" ELBOW 90 DEG - RMC - GALV | 2
¦¦ TE-604 | 3/4" LOCKNUT - STEEL | 4
¦¦ TE-604 | 1" LOCKNUT - STEEL | 8
¦¦ TE-604 | 1 1/2" LOCKNUT - STEEL | 4
¦¦ TE-604 | 3/4" BUSHING - PLASTIC | 2
¦¦ TE-604 | 1" BUSHING - PLASTIC | 4
¦¦ TE-604 | 1 1/2" BUSHING - PLASTIC | 2
¦¦ TE-604 | 3/4" MEASURE CUT & THREAD LABOR - RMC - GALV | 1
¦¦ TE-604 | 1" MEASURE CUT & THREAD LABOR - RMC - GALV | 2
¦¦ TE-604 | 1 1/2" MEASURE CUT & THREAD LABOR - RMC - GALV | 1
¦¦ TE-604 | 3/4" DBL LOCKNUT & BUSHING LABOR - RMC - GALV | 2
¦¦ TE-604 | 1" DBL LOCKNUT & BUSHING LABOR - RMC - GALV | 4
¦¦ TE-604 | 1 1/2" DBL LOCKNUT & BUSHING LABOR - RMC - GALV | 2
¦¦ TE-604 | 3/4" 1-H STRAP - RMC - MALL | 14
¦¦ TE-604 | 1" 1-H STRAP - RMC - MALL | 16
¦¦ TE-604 | 1 1/2" 1-H STRAP - RMC - MALL | 6
¦¦ TE-604 | 3/4" CLAMP BACK | 14
¦¦ TE-604 | 1" CLAMP BACK | 16
¦¦ TE-604 | 1 1/2" CLAMP BACK | 6
¦¦ TE-604 | #10 THHN STR BLACK | 120
¦¦ TE-604 | 1/4-20x 1 3/4 WEDGE ANCHOR - 1 1/8" MIN DEPTH | 6
¦¦ TE-604 | #8 TO #10x 7/8 PLAS ANCHOR (3/16) | 30
¦¦ TE-604 | 1/4-20x 5/8 HEX HEAD BOLT - PLTD STL | 6
¦¦ TE-604 | #10x 1 P/H SELF-TAP SCREW | 30
¦¦ TE-604 | CCTV CAMERA + HSG - FIXED SURFACE MNT DOME | 1
¦¦ TE-604 | PA Speaker | 1
¦¦ TE-604 | 25Pr. #22 | 40
¦¦ TE-604 | Cat 6 Cable | 200
¦¦ TE-605 | 3/4" CONDUIT - RMC - GALV | 30
¦¦ TE-605 | 1" CONDUIT - RMC - GALV | 375
¦¦ TE-605 | 1 1/2" CONDUIT - RMC - GALV | 110
¦¦ TE-605 | 2 1/2" CONDUIT - RMC - GALV | 150
¦¦ TE-605 | 1 1/2" COUPLING - RMC - GALV | 2
¦¦ TE-605 | 2 1/2" COUPLING - RMC - GALV | 2
¦¦ TE-605 | 1 1/2" ELBOW 90 DEG - RMC - GALV | 2
¦¦ TE-605 | 2 1/2" ELBOW 90 DEG - RMC - GALV | 2
¦¦ TE-605 | 3/4" LOCKNUT - STEEL | 4
¦¦ TE-605 | 1" LOCKNUT - STEEL | 20
¦¦ TE-605 | 1 1/2" LOCKNUT - STEEL | 4
¦¦ TE-605 | 2 1/2" LOCKNUT - STEEL | 4
¦¦ TE-605 | 3/4" BUSHING - PLASTIC | 2
¦¦ TE-605 | 1" BUSHING - PLASTIC | 10
¦¦ TE-605 | 1 1/2" BUSHING - PLASTIC | 2
¦¦ TE-605 | 2 1/2" BUSHING - PLASTIC | 2
¦¦ TE-605 | 3/4" MEASURE CUT & THREAD LABOR - RMC - GALV | 1
¦¦ TE-605 | 1" MEASURE CUT & THREAD LABOR - RMC - GALV | 5
¦¦ TE-605 | 1 1/2" MEASURE CUT & THREAD LABOR - RMC - GALV | 1
¦¦ TE-605 | 2 1/2" MEASURE CUT & THREAD LABOR - RMC - GALV | 1
¦¦ TE-605 | 3/4" DBL LOCKNUT & BUSHING LABOR - RMC - GALV | 2
¦¦ TE-605 | 1" DBL LOCKNUT & BUSHING LABOR - RMC - GALV | 10
¦¦ TE-605 | 1 1/2" DBL LOCKNUT & BUSHING LABOR - RMC - GALV | 2
¦¦ TE-605 | 2 1/2" DBL LOCKNUT & BUSHING LABOR - RMC - GALV | 2
¦¦ TE-605 | 2-1/2" 1-PC CONDUIT STRUT CLAMP W/ SADDLE - PLTD | 30
¦¦ TE-605 | 3/4" 1-H STRAP - RMC - MALL | 6
¦¦ TE-605 | 1" 1-H STRAP - RMC - MALL | 75
¦¦ TE-605 | 1 1/2" 1-H STRAP - RMC - MALL | 22
¦¦ TE-605 | 3/4" CLAMP BACK | 6
¦¦ TE-605 | 1" CLAMP BACK | 75
¦¦ TE-605 | 1 1/2" CLAMP BACK | 22
¦¦ TE-605 | #10 THHN STR BLACK | 1230
¦¦ TE-605 | 1 5/8x 1 5/8x 12G STRUT GRN | 15
¦¦ TE-605 | 1/4-20x 1 3/4 WEDGE ANCHOR - 1 1/8" MIN DEPTH | 22
¦¦ TE-605 | 3/8-16x 2 1/4 WEDGE ANCHOR - 1 1/2" MIN DEPTH | 30
¦¦ TE-605 | #8 TO #10x 7/8 PLAS ANCHOR (3/16) | 81
¦¦ TE-605 | 1/4-20x 5/8 HEX HEAD BOLT - PLTD STL | 22
¦¦ TE-605 | 3/8-16x 3/4 HEX HEAD BOLT - PLTD STL | 30
¦¦ TE-605 | #10x 1 P/H SELF-TAP SCREW | 81
¦¦ TE-605 | CCTV CAMERA + HSG - FIXED SURFACE MNT DOME | 1
¦¦ TE-605 | PA Speaker | 1
¦¦ TE-605 | 1PR#18 Twisted Pair | 120
¦¦ TE-605 | 25Pr. #22 | 440
¦¦ TE-605 | Cat 6 Cable | 500
¦¦ TE-605 | Access Node | 1
¦¦ TE-605 | Application Pull Box | 1
¦¦ TE-606 | 3/4" CONDUIT - RMC - GALV | 30
¦¦ TE-606 | 1" CONDUIT - RMC - GALV | 80
¦¦ TE-606 | 1 1/2" CONDUIT - RMC - GALV | 25
¦¦ TE-606 | 2 1/2" CONDUIT - RMC - GALV | 10
¦¦ TE-606 | 1 1/2" COUPLING - RMC - GALV | 2
¦¦ TE-606 | 2 1/2" COUPLING - RMC - GALV | 2
¦¦ TE-606 | 1 1/2" ELBOW 90 DEG - RMC - GALV | 2
¦¦ TE-606 | 2 1/2" ELBOW 90 DEG - RMC - GALV | 2
¦¦ TE-606 | 3/4" LOCKNUT - STEEL | 8
¦¦ TE-606 | 1" LOCKNUT - STEEL | 16
¦¦ TE-606 | 1 1/2" LOCKNUT - STEEL | 4
¦¦ TE-606 | 2 1/2" LOCKNUT - STEEL | 4
¦¦ TE-606 | 3/4" BUSHING - PLASTIC | 4
¦¦ TE-606 | 1" BUSHING - PLASTIC | 8
¦¦ TE-606 | 1 1/2" BUSHING - PLASTIC | 2
¦¦ TE-606 | 2 1/2" BUSHING - PLASTIC | 2
¦¦ TE-606 | 3/4" MEASURE CUT & THREAD LABOR - RMC - GALV | 2
¦¦ TE-606 | 1" MEASURE CUT & THREAD LABOR - RMC - GALV | 4
¦¦ TE-606 | 1 1/2" MEASURE CUT & THREAD LABOR - RMC - GALV | 1
¦¦ TE-606 | 2 1/2" MEASURE CUT & THREAD LABOR - RMC - GALV | 1
¦¦ TE-606 | 3/4" DBL LOCKNUT & BUSHING LABOR - RMC - GALV | 4
¦¦ TE-606 | 1" DBL LOCKNUT & BUSHING LABOR - RMC - GALV | 8
¦¦ TE-606 | 1 1/2" DBL LOCKNUT & BUSHING LABOR - RMC - GALV | 2
¦¦ TE-606 | 2 1/2" DBL LOCKNUT & BUSHING LABOR - RMC - GALV | 2
¦¦ TE-606 | 2-1/2" 1-PC CONDUIT STRUT CLAMP W/ SADDLE - PLTD | 2
¦¦ TE-606 | 3/4" 1-H STRAP - RMC - MALL | 6
¦¦ TE-606 | 1" 1-H STRAP - RMC - MALL | 16
¦¦ TE-606 | 1 1/2" 1-H STRAP - RMC - MALL | 5
¦¦ TE-606 | 3/4" CLAMP BACK | 6
¦¦ TE-606 | 1" CLAMP BACK | 16
¦¦ TE-606 | 1 1/2" CLAMP BACK | 5
¦¦ TE-606 | #10 THHN STR BLACK | 150
¦¦ TE-606 | 1 5/8x 1 5/8x 12G STRUT GRN | 1
¦¦ TE-606 | 1/4-20x 1 3/4 WEDGE ANCHOR - 1 1/8" MIN DEPTH | 5
¦¦ TE-606 | 3/8-16x 2 1/4 WEDGE ANCHOR - 1 1/2" MIN DEPTH | 2
¦¦ TE-606 | #8 TO #10x 7/8 PLAS ANCHOR (3/16) | 22
¦¦ TE-606 | 1/4-20x 5/8 HEX HEAD BOLT - PLTD STL | 5
¦¦ TE-606 | 3/8-16x 3/4 HEX HEAD BOLT - PLTD STL | 2
¦¦ TE-606 | #10x 1 P/H SELF-TAP SCREW | 22
¦¦ TE-606 | Fire Extinguisher 15Lb CO2 | 1
¦¦ TE-606 | Wall Mount Voice Over IP | 1
¦¦ TE-606 | TTB | 1
¦¦ TE-606 | Data Cabinet | 1
¦¦ TE-606 | 1PR#18 Twisted Pair | 40
¦¦ TE-606 | 25Pr. #22 | 35
¦¦ TE-606 | Cat 6 Cable | 280
¦¦ TE-606 | Liftnet | 1
¦¦ TE-607 | 3/4" CONDUIT - RMC - GALV | 35
¦¦ TE-607 | 1" CONDUIT - RMC - GALV | 35
¦¦ TE-607 | 1 1/2" CONDUIT - RMC - GALV | 5
¦¦ TE-607 | 2 1/2" CONDUIT - RMC - GALV | 35
¦¦ TE-607 | 1 1/2" COUPLING - RMC - GALV | 2
¦¦ TE-607 | 2 1/2" COUPLING - RMC - GALV | 2
¦¦ TE-607 | 1 1/2" ELBOW 90 DEG - RMC - GALV | 2
¦¦ TE-607 | 2 1/2" ELBOW 90 DEG - RMC - GALV | 2
¦¦ TE-607 | 3/4" LOCKNUT - STEEL | 12
¦¦ TE-607 | 1" LOCKNUT - STEEL | 20
¦¦ TE-607 | 1 1/2" LOCKNUT - STEEL | 4
¦¦ TE-607 | 2 1/2" LOCKNUT - STEEL | 4
¦¦ TE-607 | 3/4" BUSHING - PLASTIC | 6
¦¦ TE-607 | 1" BUSHING - PLASTIC | 10
¦¦ TE-607 | 1 1/2" BUSHING - PLASTIC | 2
¦¦ TE-607 | 2 1/2" BUSHING - PLASTIC | 2
¦¦ TE-607 | 3/4" MEASURE CUT & THREAD LABOR - RMC - GALV | 3
¦¦ TE-607 | 1" MEASURE CUT & THREAD LABOR - RMC - GALV | 5
¦¦ TE-607 | 1 1/2" MEASURE CUT & THREAD LABOR - RMC - GALV | 1
¦¦ TE-607 | 2 1/2" MEASURE CUT & THREAD LABOR - RMC - GALV | 1
¦¦ TE-607 | 3/4" DBL LOCKNUT & BUSHING LABOR - RMC - GALV | 6
¦¦ TE-607 | 1" DBL LOCKNUT & BUSHING LABOR - RMC - GALV | 10
¦¦ TE-607 | 1 1/2" DBL LOCKNUT & BUSHING LABOR - RMC - GALV | 2
¦¦ TE-607 | 2 1/2" DBL LOCKNUT & BUSHING LABOR - RMC - GALV | 2
¦¦ TE-607 | 2-1/2" 1-PC CONDUIT STRUT CLAMP W/ SADDLE - PLTD | 7
¦¦ TE-607 | 3/4" 1-H STRAP - RMC - MALL | 7
¦¦ TE-607 | 1" 1-H STRAP - RMC - MALL | 7
¦¦ TE-607 | 1 1/2" 1-H STRAP - RMC - MALL | 1
¦¦ TE-607 | 3/4" CLAMP BACK | 7
¦¦ TE-607 | 1" CLAMP BACK | 7
¦¦ TE-607 | 1 1/2" CLAMP BACK | 1
¦¦ TE-607 | #10 THHN STR BLACK | 45
¦¦ TE-607 | 1 5/8x 1 5/8x 12G STRUT GRN | 4
¦¦ TE-607 | 1/4-20x 1 3/4 WEDGE ANCHOR - 1 1/8" MIN DEPTH | 1
¦¦ TE-607 | 3/8-16x 2 1/4 WEDGE ANCHOR - 1 1/2" MIN DEPTH | 7
¦¦ TE-607 | #8 TO #10x 7/8 PLAS ANCHOR (3/16) | 14
¦¦ TE-607 | 1/4-20x 5/8 HEX HEAD BOLT - PLTD STL | 1
¦¦ TE-607 | 3/8-16x 3/4 HEX HEAD BOLT - PLTD STL | 7
¦¦ TE-607 | #10x 1 P/H SELF-TAP SCREW | 14
¦¦ TE-607 | 60A 250V DSN SW FUSIBLE - NEMA 4X | 1
¦¦ TE-607 | Fire Extinguisher 15Lb CO2 | 2
¦¦ TE-607 | Wall Mount Voice Over IP | 2
¦¦ TE-607 | TTB | 1
¦¦ TE-607 | Data Cabinet | 1
¦¦ TE-607 | 1PR#18 Twisted Pair | 70
¦¦ TE-607 | 25Pr. #22 | 15
¦¦ TE-607 | Cat 6 Cable | 225
¦¦ TE-607 | Liftnet | 1
¦¦ TE-608 | 1" CONDUIT - RMC - GALV | 25
¦¦ TE-608 | 1 1/2" CONDUIT - RMC - GALV | 5
¦¦ TE-608 | 2 1/2" CONDUIT - RMC - GALV | 10
¦¦ TE-608 | 1 1/2" COUPLING - RMC - GALV | 2
¦¦ TE-608 | 2 1/2" COUPLING - RMC - GALV | 2
¦¦ TE-608 | 1 1/2" ELBOW 90 DEG - RMC - GALV | 2
¦¦ TE-608 | 2 1/2" ELBOW 90 DEG - RMC - GALV | 2
¦¦ TE-608 | 1" LOCKNUT - STEEL | 8
¦¦ TE-608 | 1 1/2" LOCKNUT - STEEL | 4
¦¦ TE-608 | 2 1/2" LOCKNUT - STEEL | 4
¦¦ TE-608 | 1" BUSHING - PLASTIC | 4
¦¦ TE-608 | 1 1/2" BUSHING - PLASTIC | 2
¦¦ TE-608 | 2 1/2" BUSHING - PLASTIC | 2
¦¦ TE-608 | 1" MEASURE CUT & THREAD LABOR - RMC - GALV | 2
¦¦ TE-608 | 1 1/2" MEASURE CUT & THREAD LABOR - RMC - GALV | 1
¦¦ TE-608 | 2 1/2" MEASURE CUT & THREAD LABOR - RMC - GALV | 1
¦¦ TE-608 | 1" DBL LOCKNUT & BUSHING LABOR - RMC - GALV | 4
¦¦ TE-608 | 1 1/2" DBL LOCKNUT & BUSHING LABOR - RMC - GALV | 2
¦¦ TE-608 | 2 1/2" DBL LOCKNUT & BUSHING LABOR - RMC - GALV | 2
¦¦ TE-608 | 2-1/2" 1-PC CONDUIT STRUT CLAMP W/ SADDLE - PLTD | 2
¦¦ TE-608 | 1" 1-H STRAP - RMC - MALL | 5
¦¦ TE-608 | 1 1/2" 1-H STRAP - RMC - MALL | 1
¦¦ TE-608 | 1" CLAMP BACK | 5
¦¦ TE-608 | 1 1/2" CLAMP BACK | 1
¦¦ TE-608 | #10 THHN STR BLACK | 210
¦¦ TE-608 | 1 5/8x 1 5/8x 12G STRUT GRN | 1
¦¦ TE-608 | 1/4-20x 1 3/4 WEDGE ANCHOR - 1 1/8" MIN DEPTH | 1
¦¦ TE-608 | 3/8-16x 2 1/4 WEDGE ANCHOR - 1 1/2" MIN DEPTH | 2
¦¦ TE-608 | #8 TO #10x 7/8 PLAS ANCHOR (3/16) | 5
¦¦ TE-608 | 1/4-20x 5/8 HEX HEAD BOLT - PLTD STL | 1
¦¦ TE-608 | 3/8-16x 3/4 HEX HEAD BOLT - PLTD STL | 2
¦¦ TE-608 | #10x 1 P/H SELF-TAP SCREW | 5
¦¦ TE-608 | DEMO UP TO 1" RMC & WIRE | 15
¦¦ TE-608 | DEMO UP TO 2" RMC & WIRE | 10
¦¦ TE-608 | AC Subpanel | 1
¦¦ TE-608 | 25Pr. #22 | 40
¦¦ TE-608 | Remove CCTV | 1
¦¦ TE-609 | 3/4" CONDUIT - RMC - GALV | 10
¦¦ TE-609 | 1" CONDUIT - RMC - GALV | 30
¦¦ TE-609 | 1 1/2" CONDUIT - RMC - GALV | 25
¦¦ TE-609 | 1 1/2" COUPLING - RMC - GALV | 2
¦¦ TE-609 | 1 1/2" ELBOW 90 DEG - RMC - GALV | 2
¦¦ TE-609 | 3/4" LOCKNUT - STEEL | 4
¦¦ TE-609 | 1" LOCKNUT - STEEL | 8
¦¦ TE-609 | 1 1/2" LOCKNUT - STEEL | 4
¦¦ TE-609 | 3/4" BUSHING - PLASTIC | 2
¦¦ TE-609 | 1" BUSHING - PLASTIC | 4
¦¦ TE-609 | 1 1/2" BUSHING - PLASTIC | 2
¦¦ TE-609 | 3/4" MEASURE CUT & THREAD LABOR - RMC - GALV | 1
¦¦ TE-609 | 1" MEASURE CUT & THREAD LABOR - RMC - GALV | 2
¦¦ TE-609 | 1 1/2" MEASURE CUT & THREAD LABOR - RMC - GALV | 1
¦¦ TE-609 | 3/4" DBL LOCKNUT & BUSHING LABOR - RMC - GALV | 2
¦¦ TE-609 | 1" DBL LOCKNUT & BUSHING LABOR - RMC - GALV | 4
¦¦ TE-609 | 1 1/2" DBL LOCKNUT & BUSHING LABOR - RMC - GALV | 2
¦¦ TE-609 | 3/4" 1-H STRAP - RMC - MALL | 2
¦¦ TE-609 | 1" 1-H STRAP - RMC - MALL | 6
¦¦ TE-609 | 1 1/2" 1-H STRAP - RMC - MALL | 5
¦¦ TE-609 | 3/4" CLAMP BACK | 2
¦¦ TE-609 | 1" CLAMP BACK | 6
¦¦ TE-609 | 1 1/2" CLAMP BACK | 5
¦¦ TE-609 | # 8 THHN SOLID BLACK | 75
¦¦ TE-609 | # 4 THHN SOLID BLACK | 105
¦¦ TE-609 | #10 THHN STR BLACK | 75
¦¦ TE-609 | 1/4-20x 1 3/4 WEDGE ANCHOR - 1 1/8" MIN DEPTH | 5
¦¦ TE-609 | #8 TO #10x 7/8 PLAS ANCHOR (3/16) | 8
¦¦ TE-609 | 1/4-20x 5/8 HEX HEAD BOLT - PLTD STL | 5
¦¦ TE-609 | #10x 1 P/H SELF-TAP SCREW | 8
¦¦ TE-609 | DEMO RECEPTACLE | 1
¦¦ TE-609 | AC Subpanel | 1
¦¦ TE-609 | Cat 6 Cable | 20
¦¦ TE-616 | 120VAC-24VDC 800 mA POWER SUPPLY | 1
¦¦ TE-616 | Layer 2 switch | 1
¦¦ TE-616 | Ethernet Extender | 2
¦¦ TE-617 | CCTV CAMERA + HSG - FIXED SURFACE MNT DOME | 8
¦¦ TE-702 | 3/4" CONDUIT - RMC - GALV | 85
¦¦ TE-702 | 1" CONDUIT - RMC - GALV | 165
¦¦ TE-702 | 1 1/2" CONDUIT - RMC - GALV | 130
¦¦ TE-702 | 1 1/2" COUPLING - RMC - GALV | 2
¦¦ TE-702 | 1 1/2" ELBOW 90 DEG - RMC - GALV | 2
¦¦ TE-702 | 3/4" LOCKNUT - STEEL | 8
¦¦ TE-702 | 1" LOCKNUT - STEEL | 8
¦¦ TE-702 | 1 1/2" LOCKNUT - STEEL | 4
¦¦ TE-702 | 3/4" BUSHING - PLASTIC | 4
¦¦ TE-702 | 1" BUSHING - PLASTIC | 4
¦¦ TE-702 | 1 1/2" BUSHING - PLASTIC | 2
¦¦ TE-702 | 3/4" MEASURE CUT & THREAD LABOR - RMC - GALV | 2
¦¦ TE-702 | 1" MEASURE CUT & THREAD LABOR - RMC - GALV | 2
¦¦ TE-702 | 1 1/2" MEASURE CUT & THREAD LABOR - RMC - GALV | 1
¦¦ TE-702 | 3/4" DBL LOCKNUT & BUSHING LABOR - RMC - GALV | 4
¦¦ TE-702 | 1" DBL LOCKNUT & BUSHING LABOR - RMC - GALV | 4
¦¦ TE-702 | 1 1/2" DBL LOCKNUT & BUSHING LABOR - RMC - GALV | 2
¦¦ TE-702 | 3/4" 1-H STRAP - RMC - MALL | 17
¦¦ TE-702 | 1" 1-H STRAP - RMC - MALL | 33
¦¦ TE-702 | 1 1/2" 1-H STRAP - RMC - MALL | 26
¦¦ TE-702 | 3/4" CLAMP BACK | 17
¦¦ TE-702 | 1" CLAMP BACK | 33
¦¦ TE-702 | 1 1/2" CLAMP BACK | 26
¦¦ TE-702 | #14 THHN STR BLACK | 100
¦¦ TE-702 | #10 THHN STR BLACK | 405
¦¦ TE-702 | 1/4-20x 1 3/4 WEDGE ANCHOR - 1 1/8" MIN DEPTH | 26
¦¦ TE-702 | #8 TO #10x 7/8 PLAS ANCHOR (3/16) | 50
¦¦ TE-702 | 1/4-20x 5/8 HEX HEAD BOLT - PLTD STL | 26
¦¦ TE-702 | #10x 1 P/H SELF-TAP SCREW | 50
¦¦ TE-702 | CCTV CAMERA + HSG - FIXED SURFACE MNT DOME | 1
¦¦ TE-702 | Wall Mount Voice Over IP | 1
¦¦ TE-702 | PA Speaker | 1
¦¦ TE-702 | 25Pr. #22 | 140
¦¦ TE-702 | Cat 6 Cable | 265
¦¦ TE-702 | Emergency Telephone Removals | 1
¦¦ TE-703 | 1/2" CONDUIT - RMC - GALV | 450
¦¦ TE-703 | 1" CONDUIT - RMC - GALV | 450
¦¦ TE-703 | 1/2" LOCKNUT - STEEL | 4
¦¦ TE-703 | 1" LOCKNUT - STEEL | 4
¦¦ TE-703 | 1/2" BUSHING - PLASTIC | 2
¦¦ TE-703 | 1" BUSHING - PLASTIC | 2
¦¦ TE-703 | 1/2" MEASURE CUT & THREAD LABOR - RMC - GALV | 1
¦¦ TE-703 | 1" MEASURE CUT & THREAD LABOR - RMC - GALV | 1
¦¦ TE-703 | 1/2" DBL LOCKNUT & BUSHING LABOR - RMC - GALV | 2
¦¦ TE-703 | 1" DBL LOCKNUT & BUSHING LABOR - RMC - GALV | 2
¦¦ TE-703 | 1/2" 1-H STRAP - RMC - STEEL | 46
¦¦ TE-703 | 1" 1-H STRAP - RMC - MALL | 90
¦¦ TE-703 | 1" CLAMP BACK | 90
¦¦ TE-703 | #10 THHN STR BLACK | 1380
¦¦ TE-703 | #8 TO #10x 7/8 PLAS ANCHOR (3/16) | 136
¦¦ TE-703 | #10x 1 P/H SELF-TAP SCREW | 136
¦¦ TE-703 | 25Pr. #22 | 460
¦¦ TE-704 | 3/4" CONDUIT - RMC - GALV | 90
¦¦ TE-704 | 1" CONDUIT - RMC - GALV | 30
¦¦ TE-704 | 1 1/2" CONDUIT - RMC - GALV | 30
¦¦ TE-704 | 1 1/2" COUPLING - RMC - GALV | 2
¦¦ TE-704 | 1 1/2" ELBOW 90 DEG - RMC - GALV | 2
¦¦ TE-704 | 3/4" LOCKNUT - STEEL | 8
¦¦ TE-704 | 1" LOCKNUT - STEEL | 4
¦¦ TE-704 | 1 1/2" LOCKNUT - STEEL | 4
¦¦ TE-704 | 3/4" BUSHING - PLASTIC | 4
¦¦ TE-704 | 1" BUSHING - PLASTIC | 2
¦¦ TE-704 | 1 1/2" BUSHING - PLASTIC | 2
¦¦ TE-704 | 3/4" MEASURE CUT & THREAD LABOR - RMC - GALV | 2
¦¦ TE-704 | 1" MEASURE CUT & THREAD LABOR - RMC - GALV | 1
¦¦ TE-704 | 1 1/2" MEASURE CUT & THREAD LABOR - RMC - GALV | 1
¦¦ TE-704 | 3/4" DBL LOCKNUT & BUSHING LABOR - RMC - GALV | 4
¦¦ TE-704 | 1" DBL LOCKNUT & BUSHING LABOR - RMC - GALV | 2
¦¦ TE-704 | 1 1/2" DBL LOCKNUT & BUSHING LABOR - RMC - GALV | 2
¦¦ TE-704 | 3/4" 1-H STRAP - RMC - MALL | 18
¦¦ TE-704 | 1" 1-H STRAP - RMC - MALL | 6
¦¦ TE-704 | 1 1/2" 1-H STRAP - RMC - MALL | 6
¦¦ TE-704 | 3/4" CLAMP BACK | 18
¦¦ TE-704 | 1" CLAMP BACK | 6
¦¦ TE-704 | 1 1/2" CLAMP BACK | 6
¦¦ TE-704 | #10 THHN STR BLACK | 120
¦¦ TE-704 | 1/4-20x 1 3/4 WEDGE ANCHOR - 1 1/8" MIN DEPTH | 6
¦¦ TE-704 | #8 TO #10x 7/8 PLAS ANCHOR (3/16) | 24
¦¦ TE-704 | 1/4-20x 5/8 HEX HEAD BOLT - PLTD STL | 6
¦¦ TE-704 | #10x 1 P/H SELF-TAP SCREW | 24
¦¦ TE-704 | CCTV CAMERA + HSG - FIXED SURFACE MNT DOME | 1
¦¦ TE-704 | PA Speaker | 1
¦¦ TE-704 | 25Pr. #22 | 40
¦¦ TE-704 | Cat 6 Cable | 220
¦¦ TE-705 | 3/4" CONDUIT - RMC - GALV | 60
¦¦ TE-705 | 1" CONDUIT - RMC - GALV | 140
¦¦ TE-705 | 1 1/2" CONDUIT - RMC - GALV | 140
¦¦ TE-705 | 1 1/2" COUPLING - RMC - GALV | 4
¦¦ TE-705 | 1 1/2" ELBOW 90 DEG - RMC - GALV | 4
¦¦ TE-705 | 3/4" LOCKNUT - STEEL | 8
¦¦ TE-705 | 1" LOCKNUT - STEEL | 8
¦¦ TE-705 | 1 1/2" LOCKNUT - STEEL | 8
¦¦ TE-705 | 3/4" BUSHING - PLASTIC | 4
¦¦ TE-705 | 1" BUSHING - PLASTIC | 4
¦¦ TE-705 | 1 1/2" BUSHING - PLASTIC | 4
¦¦ TE-705 | 3/4" MEASURE CUT & THREAD LABOR - RMC - GALV | 2
¦¦ TE-705 | 1" MEASURE CUT & THREAD LABOR - RMC - GALV | 2
¦¦ TE-705 | 1 1/2" MEASURE CUT & THREAD LABOR - RMC - GALV | 2
¦¦ TE-705 | 3/4" DBL LOCKNUT & BUSHING LABOR - RMC - GALV | 4
¦¦ TE-705 | 1" DBL LOCKNUT & BUSHING LABOR - RMC - GALV | 4
¦¦ TE-705 | 1 1/2" DBL LOCKNUT & BUSHING LABOR - RMC - GALV | 4
¦¦ TE-705 | 3/4" 1-H STRAP - RMC - MALL | 12
¦¦ TE-705 | 1" 1-H STRAP - RMC - MALL | 28
¦¦ TE-705 | 1 1/2" 1-H STRAP - RMC - MALL | 28
¦¦ TE-705 | 3/4" CLAMP BACK | 12
¦¦ TE-705 | 1" CLAMP BACK | 28
¦¦ TE-705 | 1 1/2" CLAMP BACK | 28
¦¦ TE-705 | #10 THHN STR BLACK | 150
¦¦ TE-705 | 1/4-20x 1 3/4 WEDGE ANCHOR - 1 1/8" MIN DEPTH | 28
¦¦ TE-705 | #8 TO #10x 7/8 PLAS ANCHOR (3/16) | 40
¦¦ TE-705 | 1/4-20x 5/8 HEX HEAD BOLT - PLTD STL | 28
¦¦ TE-705 | #10x 1 P/H SELF-TAP SCREW | 40
¦¦ TE-705 | CCTV CAMERA + HSG - FIXED SURFACE MNT DOME | 1
¦¦ TE-705 | PA Speaker | 1
¦¦ TE-705 | Cat 6 Cable | 1530
¦¦ TE-705 | Access Node | 2
¦¦ TE-705 | Application Pull Box | 2
¦¦ TE-706 | 120VAC-24VDC 800 mA POWER SUPPLY | 1
¦¦ TE-706 | Layer 2 switch | 1
¦¦ TE-706 | Ethernet Extender | 2
¦¦ TE-707 | 3/4" CONDUIT - RMC - GALV | 50
¦¦ TE-707 | 1" CONDUIT - RMC - GALV | 30
¦¦ TE-707 | 1 1/2" CONDUIT - RMC - GALV | 25
¦¦ TE-707 | 2 1/2" CONDUIT - RMC - GALV | 15
¦¦ TE-707 | 1 1/2" COUPLING - RMC - GALV | 4
¦¦ TE-707 | 2 1/2" COUPLING - RMC - GALV | 2
¦¦ TE-707 | 1 1/2" ELBOW 90 DEG - RMC - GALV | 4
¦¦ TE-707 | 2 1/2" ELBOW 90 DEG - RMC - GALV | 2
¦¦ TE-707 | 3/4" LOCKNUT - STEEL | 16
¦¦ TE-707 | 1" LOCKNUT - STEEL | 12
¦¦ TE-707 | 1 1/2" LOCKNUT - STEEL | 8
¦¦ TE-707 | 2 1/2" LOCKNUT - STEEL | 4
¦¦ TE-707 | 3/4" BUSHING - PLASTIC | 8
¦¦ TE-707 | 1" BUSHING - PLASTIC | 6
¦¦ TE-707 | 1 1/2" BUSHING - PLASTIC | 4
¦¦ TE-707 | 2 1/2" BUSHING - PLASTIC | 2
¦¦ TE-707 | 3/4" MEASURE CUT & THREAD LABOR - RMC - GALV | 4
¦¦ TE-707 | 1" MEASURE CUT & THREAD LABOR - RMC - GALV | 3
¦¦ TE-707 | 1 1/2" MEASURE CUT & THREAD LABOR - RMC - GALV | 2
¦¦ TE-707 | 2 1/2" MEASURE CUT & THREAD LABOR - RMC - GALV | 1
¦¦ TE-707 | 3/4" DBL LOCKNUT & BUSHING LABOR - RMC - GALV | 8
¦¦ TE-707 | 1" DBL LOCKNUT & BUSHING LABOR - RMC - GALV | 6
¦¦ TE-707 | 1 1/2" DBL LOCKNUT & BUSHING LABOR - RMC - GALV | 4
¦¦ TE-707 | 2 1/2" DBL LOCKNUT & BUSHING LABOR - RMC - GALV | 2
¦¦ TE-707 | 2-1/2" 1-PC CONDUIT STRUT CLAMP W/ SADDLE - PLTD | 3
¦¦ TE-707 | 3/4" 1-H STRAP - RMC - MALL | 10
¦¦ TE-707 | 1" 1-H STRAP - RMC - MALL | 6
¦¦ TE-707 | 1 1/2" 1-H STRAP - RMC - MALL | 5
¦¦ TE-707 | 3/4" CLAMP BACK | 10
¦¦ TE-707 | 1" CLAMP BACK | 6
¦¦ TE-707 | 1 1/2" CLAMP BACK | 5
¦¦ TE-707 | #10 THHN STR BLACK | 75
¦¦ TE-707 | 1 5/8x 1 5/8x 12G STRUT GRN | 2
¦¦ TE-707 | 1/4-20x 1 3/4 WEDGE ANCHOR - 1 1/8" MIN DEPTH | 5
¦¦ TE-707 | 3/8-16x 2 1/4 WEDGE ANCHOR - 1 1/2" MIN DEPTH | 3
¦¦ TE-707 | #8 TO #10x 7/8 PLAS ANCHOR (3/16) | 16
¦¦ TE-707 | 1/4-20x 5/8 HEX HEAD BOLT - PLTD STL | 5
¦¦ TE-707 | 3/8-16x 3/4 HEX HEAD BOLT - PLTD STL | 3
¦¦ TE-707 | #10x 1 P/H SELF-TAP SCREW | 16
¦¦ TE-707 | F/A CONTROL PANEL - 8 ZONE | 1
¦¦ TE-707 | Fire Extinguisher 15Lb CO2 | 1
¦¦ TE-707 | Wall Mount Voice Over IP | 1
¦¦ TE-707 | TTB | 1
¦¦ TE-707 | Data Cabinet | 1
¦¦ TE-707 | 1PR#18 Twisted Pair | 30
¦¦ TE-707 | 25Pr. #22 | 25
¦¦ TE-707 | Cat 6 Cable | 310
¦¦ TE-707 | Liftnet | 1
¦¦ TE-708 | 1" CONDUIT - RMC - GALV | 40
¦¦ TE-708 | 1 1/2" CONDUIT - RMC - GALV | 10
¦¦ TE-708 | 1 1/2" COUPLING - RMC - GALV | 2
¦¦ TE-708 | 1 1/2" ELBOW 90 DEG - RMC - GALV | 2
¦¦ TE-708 | 1" LOCKNUT - STEEL | 4
¦¦ TE-708 | 1 1/2" LOCKNUT - STEEL | 4
¦¦ TE-708 | 1" BUSHING - PLASTIC | 2
¦¦ TE-708 | 1 1/2" BUSHING - PLASTIC | 2
¦¦ TE-708 | 1" MEASURE CUT & THREAD LABOR - RMC - GALV | 1
¦¦ TE-708 | 1 1/2" MEASURE CUT & THREAD LABOR - RMC - GALV | 1
¦¦ TE-708 | 1" DBL LOCKNUT & BUSHING LABOR - RMC - GALV | 2
¦¦ TE-708 | 1 1/2" DBL LOCKNUT & BUSHING LABOR - RMC - GALV | 2
¦¦ TE-708 | 1" 1-H STRAP - RMC - MALL | 8
¦¦ TE-708 | 1 1/2" 1-H STRAP - RMC - MALL | 2
¦¦ TE-708 | 1" CLAMP BACK | 8
¦¦ TE-708 | 1 1/2" CLAMP BACK | 2
¦¦ TE-708 | #10 THHN STR BLACK | 150
¦¦ TE-708 | 1/4-20x 1 3/4 WEDGE ANCHOR - 1 1/8" MIN DEPTH | 2
¦¦ TE-708 | #8 TO #10x 7/8 PLAS ANCHOR (3/16) | 8
¦¦ TE-708 | 1/4-20x 5/8 HEX HEAD BOLT - PLTD STL | 2
¦¦ TE-708 | #10x 1 P/H SELF-TAP SCREW | 8
¦¦ TE-708 | AC Subpanel | 1
¦¦ TE-708 | 25Pr. #22 | 71
¦¦ TE-710 | 1" CONDUIT - RMC - GALV | 50
¦¦ TE-710 | 1" LOCKNUT - STEEL | 4
¦¦ TE-710 | 1" BUSHING - PLASTIC | 2
¦¦ TE-710 | 1" MEASURE CUT & THREAD LABOR - RMC - GALV | 1
¦¦ TE-710 | 1" DBL LOCKNUT & BUSHING LABOR - RMC - GALV | 2
¦¦ TE-710 | 1" 1-H STRAP - RMC - MALL | 10
¦¦ TE-710 | 1" CLAMP BACK | 10
¦¦ TE-710 | # 8 THHN SOLID BLACK | 180
¦¦ TE-710 | #8 TO #10x 7/8 PLAS ANCHOR (3/16) | 10
¦¦ TE-710 | #10x 1 P/H SELF-TAP SCREW | 10
¦¦ TE-710 | AC Subpanel | 1
¦¦ TE-711 | CCTV CAMERA + HSG - FIXED SURFACE MNT DOME | 5
¦¦ TF-001 - 207th notes | DEMO F/A CONTROL PANEL | 1
¦¦ TF-001 - 207th notes | DEMO F/A DEVICE | 20
¦¦ TF-001 - 207th notes | DEMO UP TO 1" RMC & WIRE | 500
¦¦ TF-100, Fire Alarm System Riser Diagram 207th Street Station, 8th Ave | F/A MONITOR MODULE | 2
¦¦ TF-100, Fire Alarm System Riser Diagram 207th Street Station, 8th Ave | F/A BACK BOX - 4X4" | 2
¦¦ TF-101, Fire Alarm System Device Layout 207th Street Station, 8th Ave | 8' X 3' PULL BOX | 1
¦¦ TF-101, Fire Alarm System Device Layout 207th Street Station, 8th Ave | F/A HORN/STROBE | 1
¦¦ TF-101, Fire Alarm System Device Layout 207th Street Station, 8th Ave | F/A SMOKE DETECTOR | 3
¦¦ TF-101, Fire Alarm System Device Layout 207th Street Station, 8th Ave | F/A HEAT DETECTOR | 1
¦¦ TF-101, Fire Alarm System Device Layout 207th Street Station, 8th Ave | F/A MONITOR MODULE | 1
¦¦ TF-101, Fire Alarm System Device Layout 207th Street Station, 8th Ave | F/A CONTROL PANEL | 1
¦¦ TF-101, Fire Alarm System Device Layout 207th Street Station, 8th Ave | F/A BACK BOX - 4X4" | 8
¦¦ TF-101, Fire Alarm System Device Layout 207th Street Station, 8th Ave | F/A CONTROL RELAY | 2
¦¦ TF-102, Fire Alarm System Device Layout 207th Street Station, 8th Ave | F/A HORN/STROBE | 1
¦¦ TF-102, Fire Alarm System Device Layout 207th Street Station, 8th Ave | F/A SMOKE DETECTOR | 5
¦¦ TF-102, Fire Alarm System Device Layout 207th Street Station, 8th Ave | F/A BACK BOX - 4X4" | 9
¦¦ TF-102, Fire Alarm System Device Layout 207th Street Station, 8th Ave | F/A CONTROL RELAY | 3
¦¦ TF-103, Fire Alarm System Conduit/Cable Layout 207th Street Station, 8th Ave | 3/4" CONDUIT - RMC - GALV | 770
¦¦ TF-103, Fire Alarm System Conduit/Cable Layout 207th Street Station, 8th Ave | 3/4" LOCKNUT - STEEL | 12
¦¦ TF-103, Fire Alarm System Conduit/Cable Layout 207th Street Station, 8th Ave | 3/4" BUSHING - PLASTIC | 6
¦¦ TF-103, Fire Alarm System Conduit/Cable Layout 207th Street Station, 8th Ave | 3/4" MEASURE CUT & THREAD LABOR - RMC - GALV | 3
¦¦ TF-103, Fire Alarm System Conduit/Cable Layout 207th Street Station, 8th Ave | 3/4" DBL LOCKNUT & BUSHING LABOR - RMC - GALV | 6
¦¦ TF-103, Fire Alarm System Conduit/Cable Layout 207th Street Station, 8th Ave | 3/4" 1-H STRAP - RMC - MALL | 154
¦¦ TF-103, Fire Alarm System Conduit/Cable Layout 207th Street Station, 8th Ave | 3/4" CLAMP BACK | 154
¦¦ TF-103, Fire Alarm System Conduit/Cable Layout 207th Street Station, 8th Ave | #14 THHN SOLID BLACK | 740
¦¦ TF-103, Fire Alarm System Conduit/Cable Layout 207th Street Station, 8th Ave | #16 THHN BLACK | 1790
¦¦ TF-103, Fire Alarm System Conduit/Cable Layout 207th Street Station, 8th Ave | #8 TO #10x 7/8 PLAS ANCHOR (3/16) | 154
¦¦ TF-103, Fire Alarm System Conduit/Cable Layout 207th Street Station, 8th Ave | #10x 1 P/H SELF-TAP SCREW | 154
¦¦ TF-103, Fire Alarm System Conduit/Cable Layout 207th Street Station, 8th Ave | F/A BACK BOX - 4X4" | 3
¦¦ TF-103, Fire Alarm System Conduit/Cable Layout 207th Street Station, 8th Ave | F/A CONTROL RELAY | 1
¦¦ TF-103, Fire Alarm System Conduit/Cable Layout 207th Street Station, 8th Ave | F/A REMOTE ANNUNCIATOR | 2
¦¦ TF-201, Fire Alarm System Device Layout 34th Street Station, 6th Ave | 3/4" CONDUIT - RMC - GALV | 700
¦¦ TF-201, Fire Alarm System Device Layout 34th Street Station, 6th Ave | 3/4" LOCKNUT - STEEL | 8
¦¦ TF-201, Fire Alarm System Device Layout 34th Street Station, 6th Ave | 3/4" BUSHING - PLASTIC | 4
¦¦ TF-201, Fire Alarm System Device Layout 34th Street Station, 6th Ave | 3/4" MEASURE CUT & THREAD LABOR - RMC - GALV | 2
¦¦ TF-201, Fire Alarm System Device Layout 34th Street Station, 6th Ave | 3/4" DBL LOCKNUT & BUSHING LABOR - RMC - GALV | 4
¦¦ TF-201, Fire Alarm System Device Layout 34th Street Station, 6th Ave | 3/4" 1-H STRAP - RMC - MALL | 140
¦¦ TF-201, Fire Alarm System Device Layout 34th Street Station, 6th Ave | 3/4" CLAMP BACK | 140
¦¦ TF-201, Fire Alarm System Device Layout 34th Street Station, 6th Ave | #16 THHN BLACK | 900
¦¦ TF-201, Fire Alarm System Device Layout 34th Street Station, 6th Ave | #8 TO #10x 7/8 PLAS ANCHOR (3/16) | 140
¦¦ TF-201, Fire Alarm System Device Layout 34th Street Station, 6th Ave | #10x 1 P/H SELF-TAP SCREW | 140
¦¦ TF-201, Fire Alarm System Device Layout 34th Street Station, 6th Ave | F/A SMOKE DETECTOR | 1
¦¦ TF-201, Fire Alarm System Device Layout 34th Street Station, 6th Ave | F/A BACK BOX - 4X4" | 3
¦¦ TF-201, Fire Alarm System Device Layout 34th Street Station, 6th Ave | F/A CONTROL RELAY | 2
¦¦ TF-301, Fire Alarm System Device Layout 34th Street Station, Bway/4th Ave | 3/4" CONDUIT - RMC - GALV | 700
¦¦ TF-301, Fire Alarm System Device Layout 34th Street Station, Bway/4th Ave | 3/4" LOCKNUT - STEEL | 8
¦¦ TF-301, Fire Alarm System Device Layout 34th Street Station, Bway/4th Ave | 3/4" BUSHING - PLASTIC | 4
¦¦ TF-301, Fire Alarm System Device Layout 34th Street Station, Bway/4th Ave | 3/4" MEASURE CUT & THREAD LABOR - RMC - GALV | 2
¦¦ TF-301, Fire Alarm System Device Layout 34th Street Station, Bway/4th Ave | 3/4" DBL LOCKNUT & BUSHING LABOR - RMC - GALV | 4
¦¦ TF-301, Fire Alarm System Device Layout 34th Street Station, Bway/4th Ave | 3/4" 1-H STRAP - RMC - MALL | 140
¦¦ TF-301, Fire Alarm System Device Layout 34th Street Station, Bway/4th Ave | 3/4" CLAMP BACK | 140
¦¦ TF-301, Fire Alarm System Device Layout 34th Street Station, Bway/4th Ave | #16 THHN BLACK | 900
¦¦ TF-301, Fire Alarm System Device Layout 34th Street Station, Bway/4th Ave | #8 TO #10x 7/8 PLAS ANCHOR (3/16) | 140
¦¦ TF-301, Fire Alarm System Device Layout 34th Street Station, Bway/4th Ave | #10x 1 P/H SELF-TAP SCREW | 140
¦¦ TF-301, Fire Alarm System Device Layout 34th Street Station, Bway/4th Ave | F/A SMOKE DETECTOR | 1
¦¦ TF-301, Fire Alarm System Device Layout 34th Street Station, Bway/4th Ave | F/A BACK BOX - 4X4" | 3
¦¦ TF-301, Fire Alarm System Device Layout 34th Street Station, Bway/4th Ave | F/A CONTROL RELAY | 2
¦¦ TF-400, Fire Alarm System Riser Diagram Flatbush Ave Station | F/A MONITOR MODULE | 2
¦¦ TF-400, Fire Alarm System Riser Diagram Flatbush Ave Station | F/A BACK BOX - 4X4" | 2
¦¦ TF-401, Fire Alarm System Device Layout Flatbush Ave Station | 3/4" CONDUIT - RMC - GALV | 150
¦¦ TF-401, Fire Alarm System Device Layout Flatbush Ave Station | 3/4" LOCKNUT - STEEL | 4
¦¦ TF-401, Fire Alarm System Device Layout Flatbush Ave Station | 3/4" BUSHING - PLASTIC | 2
¦¦ TF-401, Fire Alarm System Device Layout Flatbush Ave Station | 3/4" MEASURE CUT & THREAD LABOR - RMC - GALV | 1
¦¦ TF-401, Fire Alarm System Device Layout Flatbush Ave Station | 3/4" DBL LOCKNUT & BUSHING LABOR - RMC - GALV | 2
¦¦ TF-401, Fire Alarm System Device Layout Flatbush Ave Station | 3/4" 1-H STRAP - RMC - MALL | 30
¦¦ TF-401, Fire Alarm System Device Layout Flatbush Ave Station | 3/4" CLAMP BACK | 30
¦¦ TF-401, Fire Alarm System Device Layout Flatbush Ave Station | #14 THHN SOLID BLACK | 180
¦¦ TF-401, Fire Alarm System Device Layout Flatbush Ave Station | #16 THHN BLACK | 380
¦¦ TF-401, Fire Alarm System Device Layout Flatbush Ave Station | #8 TO #10x 7/8 PLAS ANCHOR (3/16) | 30
¦¦ TF-401, Fire Alarm System Device Layout Flatbush Ave Station | #10x 1 P/H SELF-TAP SCREW | 30
¦¦ TF-401, Fire Alarm System Device Layout Flatbush Ave Station | F/A HORN/STROBE | 1
¦¦ TF-401, Fire Alarm System Device Layout Flatbush Ave Station | F/A SMOKE DETECTOR | 3
¦¦ TF-401, Fire Alarm System Device Layout Flatbush Ave Station | F/A HEAT DETECTOR | 1
¦¦ TF-401, Fire Alarm System Device Layout Flatbush Ave Station | F/A MONITOR MODULE | 1
¦¦ TF-401, Fire Alarm System Device Layout Flatbush Ave Station | F/A CONTROL PANEL | 1
¦¦ TF-401, Fire Alarm System Device Layout Flatbush Ave Station | F/A BACK BOX - 4X4" | 10
¦¦ TF-401, Fire Alarm System Device Layout Flatbush Ave Station | F/A CONTROL RELAY | 2
¦¦ TF-401, Fire Alarm System Device Layout Flatbush Ave Station | F/A REMOTE ANNUNCIATOR | 2
¦¦ TF-501, Fire Alarm System Device Layout Church Ave Station | 3/4" CONDUIT - RMC - GALV | 250
¦¦ TF-501, Fire Alarm System Device Layout Church Ave Station | 3/4" LOCKNUT - STEEL | 4
¦¦ TF-501, Fire Alarm System Device Layout Church Ave Station | 3/4" BUSHING - PLASTIC | 2
¦¦ TF-501, Fire Alarm System Device Layout Church Ave Station | 3/4" MEASURE CUT & THREAD LABOR - RMC - GALV | 1
¦¦ TF-501, Fire Alarm System Device Layout Church Ave Station | 3/4" DBL LOCKNUT & BUSHING LABOR - RMC - GALV | 2
¦¦ TF-501, Fire Alarm System Device Layout Church Ave Station | 3/4" 1-H STRAP - RMC - MALL | 50
¦¦ TF-501, Fire Alarm System Device Layout Church Ave Station | 3/4" CLAMP BACK | 50
¦¦ TF-501, Fire Alarm System Device Layout Church Ave Station | #16 THHN BLACK | 500
¦¦ TF-501, Fire Alarm System Device Layout Church Ave Station | #8 TO #10x 7/8 PLAS ANCHOR (3/16) | 50
¦¦ TF-501, Fire Alarm System Device Layout Church Ave Station | #10x 1 P/H SELF-TAP SCREW | 50
¦¦ TF-501, Fire Alarm System Device Layout Church Ave Station | F/A SMOKE DETECTOR | 1
¦¦ TF-501, Fire Alarm System Device Layout Church Ave Station | F/A BACK BOX - 4X4" | 2
¦¦ TF-501, Fire Alarm System Device Layout Church Ave Station | F/A CONTROL RELAY | 1
¦¦ TF-601, Fire Alarm System Device Layout Parsons Blvd | 3/4" CONDUIT - RMC - GALV | 100
¦¦ TF-601, Fire Alarm System Device Layout Parsons Blvd | 3/4" LOCKNUT - STEEL | 4
¦¦ TF-601, Fire Alarm System Device Layout Parsons Blvd | 3/4" BUSHING - PLASTIC | 2
¦¦ TF-601, Fire Alarm System Device Layout Parsons Blvd | 3/4" MEASURE CUT & THREAD LABOR - RMC - GALV | 1
¦¦ TF-601, Fire Alarm System Device Layout Parsons Blvd | 3/4" DBL LOCKNUT & BUSHING LABOR - RMC - GALV | 2
¦¦ TF-601, Fire Alarm System Device Layout Parsons Blvd | 3/4" 1-H STRAP - RMC - MALL | 20
¦¦ TF-601, Fire Alarm System Device Layout Parsons Blvd | 3/4" CLAMP BACK | 20
¦¦ TF-601, Fire Alarm System Device Layout Parsons Blvd | #16 THHN BLACK | 200
¦¦ TF-601, Fire Alarm System Device Layout Parsons Blvd | #8 TO #10x 7/8 PLAS ANCHOR (3/16) | 20
¦¦ TF-601, Fire Alarm System Device Layout Parsons Blvd | #10x 1 P/H SELF-TAP SCREW | 20
¦¦ TF-601, Fire Alarm System Device Layout Parsons Blvd | F/A SMOKE DETECTOR | 1
¦¦ TF-601, Fire Alarm System Device Layout Parsons Blvd | F/A BACK BOX - 4X4" | 2
¦¦ TF-601, Fire Alarm System Device Layout Parsons Blvd | F/A CONTROL RELAY | 1
¦¦ TF-602, Fire Alarm System Device Layout Parsons Blvd | 3/4" CONDUIT - RMC - GALV | 100
¦¦ TF-602, Fire Alarm System Device Layout Parsons Blvd | 3/4" LOCKNUT - STEEL | 4
¦¦ TF-602, Fire Alarm System Device Layout Parsons Blvd | 3/4" BUSHING - PLASTIC | 2
¦¦ TF-602, Fire Alarm System Device Layout Parsons Blvd | 3/4" MEASURE CUT & THREAD LABOR - RMC - GALV | 1
¦¦ TF-602, Fire Alarm System Device Layout Parsons Blvd | 3/4" DBL LOCKNUT & BUSHING LABOR - RMC - GALV | 2
¦¦ TF-602, Fire Alarm System Device Layout Parsons Blvd | 3/4" 1-H STRAP - RMC - MALL | 20
¦¦ TF-602, Fire Alarm System Device Layout Parsons Blvd | 3/4" CLAMP BACK | 20
¦¦ TF-602, Fire Alarm System Device Layout Parsons Blvd | #16 THHN BLACK | 200
¦¦ TF-602, Fire Alarm System Device Layout Parsons Blvd | #8 TO #10x 7/8 PLAS ANCHOR (3/16) | 20
¦¦ TF-602, Fire Alarm System Device Layout Parsons Blvd | #10x 1 P/H SELF-TAP SCREW | 20
¦¦ TF-602, Fire Alarm System Device Layout Parsons Blvd | DEMO F/A DEVICE | 2
¦¦ TF-602, Fire Alarm System Device Layout Parsons Blvd | F/A SMOKE DETECTOR | 1
¦¦ TF-602, Fire Alarm System Device Layout Parsons Blvd | F/A BACK BOX - 4X4" | 2
¦¦ TF-602, Fire Alarm System Device Layout Parsons Blvd | F/A CONTROL RELAY | 3
¦¦ TF-700, Fire Alarm System Riser Diagram Sutphin Blvd Station | 3/4" CONDUIT - RMC - GALV | 250
¦¦ TF-700, Fire Alarm System Riser Diagram Sutphin Blvd Station | 3/4" LOCKNUT - STEEL | 4
¦¦ TF-700, Fire Alarm System Riser Diagram Sutphin Blvd Station | 3/4" BUSHING - PLASTIC | 2
¦¦ TF-700, Fire Alarm System Riser Diagram Sutphin Blvd Station | 3/4" MEASURE CUT & THREAD LABOR - RMC - GALV | 1
¦¦ TF-700, Fire Alarm System Riser Diagram Sutphin Blvd Station | 3/4" DBL LOCKNUT & BUSHING LABOR - RMC - GALV | 2
¦¦ TF-700, Fire Alarm System Riser Diagram Sutphin Blvd Station | 3/4" 1-H STRAP - RMC - MALL | 50
¦¦ TF-700, Fire Alarm System Riser Diagram Sutphin Blvd Station | 3/4" CLAMP BACK | 50
¦¦ TF-700, Fire Alarm System Riser Diagram Sutphin Blvd Station | #8 TO #10x 7/8 PLAS ANCHOR (3/16) | 50
¦¦ TF-700, Fire Alarm System Riser Diagram Sutphin Blvd Station | #10x 1 P/H SELF-TAP SCREW | 50
¦¦ TF-700, Fire Alarm System Riser Diagram Sutphin Blvd Station | F/A MONITOR MODULE | 2
¦¦ TF-700, Fire Alarm System Riser Diagram Sutphin Blvd Station | F/A BACK BOX - 4X4" | 2
¦¦ TF-701, Fire Alarm System Device Layout Sutphin Blvd Station | F/A SMOKE DETECTOR | 2
¦¦ TF-701, Fire Alarm System Device Layout Sutphin Blvd Station | F/A BACK BOX - 4X4" | 4
¦¦ TF-701, Fire Alarm System Device Layout Sutphin Blvd Station | F/A REMOTE ANNUNCIATOR | 2
¦¦ TF-702, Fire Alarm System Device Layout Sutphin Blvd Station | F/A SMOKE DETECTOR | 1
¦¦ TF-702, Fire Alarm System Device Layout Sutphin Blvd Station | F/A BACK BOX - 4X4" | 1
¦¦ TF-703, Fire Alarm System Device Layout Sutphin Blvd Station | #14 THHN SOLID BLACK | 200
¦¦ TF-703, Fire Alarm System Device Layout Sutphin Blvd Station | #16 THHN BLACK | 730
¦¦ TF-703, Fire Alarm System Device Layout Sutphin Blvd Station | F/A HORN/STROBE | 1
¦¦ TF-703, Fire Alarm System Device Layout Sutphin Blvd Station | F/A SMOKE DETECTOR | 3
¦¦ TF-703, Fire Alarm System Device Layout Sutphin Blvd Station | F/A CONTROL PANEL | 1
¦¦ TF-703, Fire Alarm System Device Layout Sutphin Blvd Station | F/A BACK BOX - 4X4" | 8
¦¦ TF-703, Fire Alarm System Device Layout Sutphin Blvd Station | F/A CONTROL RELAY | 4
¦¦ FOC-102 | 3/4" CONDUIT - RMC - GALV | 90
¦¦ FOC-102 | 1" CONDUIT - RMC - GALV | 90
¦¦ FOC-102 | 3/4" LOCKNUT - STEEL | 8
¦¦ FOC-102 | 1" LOCKNUT - STEEL | 8
¦¦ FOC-102 | 3/4" BUSHING - PLASTIC | 4
¦¦ FOC-102 | 1" BUSHING - PLASTIC | 4
¦¦ FOC-102 | 3/4" MEASURE CUT & THREAD LABOR - RMC - GALV | 2
¦¦ FOC-102 | 1" MEASURE CUT & THREAD LABOR - RMC - GALV | 2
¦¦ FOC-102 | 3/4" DBL LOCKNUT & BUSHING LABOR - RMC - GALV | 4
¦¦ FOC-102 | 1" DBL LOCKNUT & BUSHING LABOR - RMC - GALV | 4
¦¦ FOC-102 | 3/4" 1-H STRAP - RMC - MALL | 18
¦¦ FOC-102 | 1" 1-H STRAP - RMC - MALL | 18
¦¦ FOC-102 | 3/4" CLAMP BACK | 18
¦¦ FOC-102 | 1" CLAMP BACK | 18
¦¦ FOC-102 | #12 THHN STR BLACK | 330
¦¦ FOC-102 | #8 TO #10x 7/8 PLAS ANCHOR (3/16) | 36
¦¦ FOC-102 | #10x 1 P/H SELF-TAP SCREW | 36
¦¦ FOC-102 | Access Node | 2
¦¦ FOC-102 | Application Pull Box | 4
¦¦ FOC-102 | 6 Strand SM F/O Cable | 110
¦¦ FOC-103 | 1" CONDUIT - RMC - GALV | 100
¦¦ FOC-103 | 1" LOCKNUT - STEEL | 12
¦¦ FOC-103 | 1" BUSHING - PLASTIC | 6
¦¦ FOC-103 | 1" MEASURE CUT & THREAD LABOR - RMC - GALV | 3
¦¦ FOC-103 | 1" DBL LOCKNUT & BUSHING LABOR - RMC - GALV | 6
¦¦ FOC-103 | 1" 1-H STRAP - RMC - MALL | 20
¦¦ FOC-103 | 1" CLAMP BACK | 20
¦¦ FOC-103 | #12 THHN STR BLACK | 390
¦¦ FOC-103 | #8 TO #10x 7/8 PLAS ANCHOR (3/16) | 20
¦¦ FOC-103 | #10x 1 P/H SELF-TAP SCREW | 20
¦¦ FOC-103 | Access Node | 1
¦¦ FOC-103 | Application Pull Box | 3
¦¦ FOC-103 | 6 Strand SM F/O Cable | 80
¦¦ FOC-104 | 1" CONDUIT - RMC - GALV | 60
¦¦ FOC-104 | 1" LOCKNUT - STEEL | 12
¦¦ FOC-104 | 1" BUSHING - PLASTIC | 6
¦¦ FOC-104 | 1" MEASURE CUT & THREAD LABOR - RMC - GALV | 3
¦¦ FOC-104 | 1" DBL LOCKNUT & BUSHING LABOR - RMC - GALV | 6
¦¦ FOC-104 | 1" 1-H STRAP - RMC - MALL | 12
¦¦ FOC-104 | 1" CLAMP BACK | 12
¦¦ FOC-104 | #8 TO #10x 7/8 PLAS ANCHOR (3/16) | 12
¦¦ FOC-104 | #10x 1 P/H SELF-TAP SCREW | 12
¦¦ FOC-104 | Application Pull Box | 1
¦¦ FOC-104 | 12-Strand FO Patch Cable | 110
¦¦ FOC-202 | 1" CONDUIT - RMC - GALV | 25
¦¦ FOC-202 | 1" LOCKNUT - STEEL | 8
¦¦ FOC-202 | 1" BUSHING - PLASTIC | 4
¦¦ FOC-202 | 1" MEASURE CUT & THREAD LABOR - RMC - GALV | 2
¦¦ FOC-202 | 1" DBL LOCKNUT & BUSHING LABOR - RMC - GALV | 4
¦¦ FOC-202 | 1" 1-H STRAP - RMC - MALL | 5
¦¦ FOC-202 | 1" CLAMP BACK | 5
¦¦ FOC-202 | 1/C 4/0 600V - EPR POWER CABLE 90C | 25
¦¦ FOC-202 | #8 TO #10x 7/8 PLAS ANCHOR (3/16) | 5
¦¦ FOC-202 | #10x 1 P/H SELF-TAP SCREW | 5
¦¦ FOC-202 | Application Pull Box | 1
¦¦ FOC-202 | 6 Strand SM F/O Cable | 20
¦¦ FOC-203 | 1" CONDUIT - RMC - GALV | 380
¦¦ FOC-203 | 1" LOCKNUT - STEEL | 16
¦¦ FOC-203 | 1" BUSHING - PLASTIC | 8
¦¦ FOC-203 | 1" MEASURE CUT & THREAD LABOR - RMC - GALV | 4
¦¦ FOC-203 | 1" DBL LOCKNUT & BUSHING LABOR - RMC - GALV | 8
¦¦ FOC-203 | 1" 1-H STRAP - RMC - MALL | 76
¦¦ FOC-203 | 1" CLAMP BACK | 76
¦¦ FOC-203 | #12 THHN STR BLACK | 480
¦¦ FOC-203 | #8 TO #10x 7/8 PLAS ANCHOR (3/16) | 76
¦¦ FOC-203 | #10x 1 P/H SELF-TAP SCREW | 76
¦¦ FOC-203 | Access Node | 2
¦¦ FOC-203 | Application Pull Box | 2
¦¦ FOC-203 | 6 Strand SM F/O Cable | 260
¦¦ FOC-204 | 1" CONDUIT - RMC - GALV | 50
¦¦ FOC-204 | 1" LOCKNUT - STEEL | 4
¦¦ FOC-204 | 1" BUSHING - PLASTIC | 2
¦¦ FOC-204 | 1" MEASURE CUT & THREAD LABOR - RMC - GALV | 1
¦¦ FOC-204 | 1" DBL LOCKNUT & BUSHING LABOR - RMC - GALV | 2
¦¦ FOC-204 | 1" 1-H STRAP - RMC - MALL | 10
¦¦ FOC-204 | 1" CLAMP BACK | 10
¦¦ FOC-204 | #12 THHN STR BLACK | 180
¦¦ FOC-204 | #8 TO #10x 7/8 PLAS ANCHOR (3/16) | 10
¦¦ FOC-204 | #10x 1 P/H SELF-TAP SCREW | 10
¦¦ FOC-205 | 1" CONDUIT - RMC - GALV | 15
¦¦ FOC-205 | 1" LOCKNUT - STEEL | 4
¦¦ FOC-205 | 1" BUSHING - PLASTIC | 2
¦¦ FOC-205 | 1" MEASURE CUT & THREAD LABOR - RMC - GALV | 1
¦¦ FOC-205 | 1" DBL LOCKNUT & BUSHING LABOR - RMC - GALV | 2
¦¦ FOC-205 | 1" 1-H STRAP - RMC - MALL | 3
¦¦ FOC-205 | 1" CLAMP BACK | 3
¦¦ FOC-205 | #8 TO #10x 7/8 PLAS ANCHOR (3/16) | 3
¦¦ FOC-205 | #10x 1 P/H SELF-TAP SCREW | 3
¦¦ FOC-205 | 12-Strand FO Patch Cable | 50
¦¦ FOC-302 | 1" CONDUIT - RMC - GALV | 190
¦¦ FOC-302 | 1" LOCKNUT - STEEL | 8
¦¦ FOC-302 | 1" BUSHING - PLASTIC | 4
¦¦ FOC-302 | 1" MEASURE CUT & THREAD LABOR - RMC - GALV | 2
¦¦ FOC-302 | 1" DBL LOCKNUT & BUSHING LABOR - RMC - GALV | 4
¦¦ FOC-302 | 1" 1-H STRAP - RMC - MALL | 38
¦¦ FOC-302 | 1" CLAMP BACK | 38
¦¦ FOC-302 | #12 THHN STR BLACK | 720
¦¦ FOC-302 | #8 TO #10x 7/8 PLAS ANCHOR (3/16) | 38
¦¦ FOC-302 | #10x 1 P/H SELF-TAP SCREW | 38
¦¦ FOC-302 | Application Pull Box | 2
¦¦ FOC-302 | 6 Strand SM F/O Cable | 180
¦¦ FOC-303 | 3/4" CONDUIT - RMC - GALV | 320
¦¦ FOC-303 | 1" CONDUIT - RMC - GALV | 160
¦¦ FOC-303 | 3/4" LOCKNUT - STEEL | 8
¦¦ FOC-303 | 1" LOCKNUT - STEEL | 8
¦¦ FOC-303 | 3/4" BUSHING - PLASTIC | 4
¦¦ FOC-303 | 1" BUSHING - PLASTIC | 4
¦¦ FOC-303 | 3/4" MEASURE CUT & THREAD LABOR - RMC - GALV | 2
¦¦ FOC-303 | 1" MEASURE CUT & THREAD LABOR - RMC - GALV | 2
¦¦ FOC-303 | 3/4" DBL LOCKNUT & BUSHING LABOR - RMC - GALV | 4
¦¦ FOC-303 | 1" DBL LOCKNUT & BUSHING LABOR - RMC - GALV | 4
¦¦ FOC-303 | 3/4" 1-H STRAP - RMC - MALL | 64
¦¦ FOC-303 | 1" 1-H STRAP - RMC - MALL | 32
¦¦ FOC-303 | 3/4" CLAMP BACK | 64
¦¦ FOC-303 | 1" CLAMP BACK | 32
¦¦ FOC-303 | #12 THHN STR BLACK | 1020
¦¦ FOC-303 | #8 TO #10x 7/8 PLAS ANCHOR (3/16) | 96
¦¦ FOC-303 | #10x 1 P/H SELF-TAP SCREW | 96
¦¦ FOC-303 | Access Node | 2
¦¦ FOC-303 | Application Pull Box | 2
¦¦ FOC-303 | 6 Strand SM F/O Cable | 180
¦¦ FOC-304 | 1" CONDUIT - RMC - GALV | 45
¦¦ FOC-304 | 1" LOCKNUT - STEEL | 12
¦¦ FOC-304 | 1" BUSHING - PLASTIC | 6
¦¦ FOC-304 | 1" MEASURE CUT & THREAD LABOR - RMC - GALV | 3
¦¦ FOC-304 | 1" DBL LOCKNUT & BUSHING LABOR - RMC - GALV | 6
¦¦ FOC-304 | 1" 1-H STRAP - RMC - MALL | 9
¦¦ FOC-304 | 1" CLAMP BACK | 9
¦¦ FOC-304 | #8 TO #10x 7/8 PLAS ANCHOR (3/16) | 9
¦¦ FOC-304 | #10x 1 P/H SELF-TAP SCREW | 9
¦¦ FOC-304 | 12-Strand FO Patch Cable | 170
¦¦ FOC-402 | 1" CONDUIT - RMC - GALV | 135
¦¦ FOC-402 | 1" LOCKNUT - STEEL | 8
¦¦ FOC-402 | 1" BUSHING - PLASTIC | 4
¦¦ FOC-402 | 1" MEASURE CUT & THREAD LABOR - RMC - GALV | 2
¦¦ FOC-402 | 1" DBL LOCKNUT & BUSHING LABOR - RMC - GALV | 4
¦¦ FOC-402 | 1" 1-H STRAP - RMC - MALL | 27
¦¦ FOC-402 | 1" CLAMP BACK | 27
¦¦ FOC-402 | #12 THHN STR BLACK | 330
¦¦ FOC-402 | #8 TO #10x 7/8 PLAS ANCHOR (3/16) | 27
¦¦ FOC-402 | #10x 1 P/H SELF-TAP SCREW | 27
¦¦ FOC-402 | Application Pull Box | 1
¦¦ FOC-402 | 6 Strand SM F/O Cable | 45
¦¦ FOC-502 | 1" CONDUIT - RMC - GALV | 110
¦¦ FOC-502 | 1" LOCKNUT - STEEL | 4
¦¦ FOC-502 | 1" BUSHING - PLASTIC | 2
¦¦ FOC-502 | 1" MEASURE CUT & THREAD LABOR - RMC - GALV | 1
¦¦ FOC-502 | 1" DBL LOCKNUT & BUSHING LABOR - RMC - GALV | 2
¦¦ FOC-502 | 1" 1-H STRAP - RMC - MALL | 22
¦¦ FOC-502 | 1" CLAMP BACK | 22
¦¦ FOC-502 | #12 THHN STR BLACK | 360
¦¦ FOC-502 | #8 TO #10x 7/8 PLAS ANCHOR (3/16) | 22
¦¦ FOC-502 | #10x 1 P/H SELF-TAP SCREW | 22
¦¦ FOC-502 | Application Pull Box | 1
¦¦ FOC-502 | 6 Strand SM F/O Cable | 120
¦¦ FOC-602 | 1" CONDUIT - RMC - GALV | 180
¦¦ FOC-602 | 1" LOCKNUT - STEEL | 4
¦¦ FOC-602 | 1" BUSHING - PLASTIC | 2
¦¦ FOC-602 | 1" MEASURE CUT & THREAD LABOR - RMC - GALV | 1
¦¦ FOC-602 | 1" DBL LOCKNUT & BUSHING LABOR - RMC - GALV | 2
¦¦ FOC-602 | 1" 1-H STRAP - RMC - MALL | 36
¦¦ FOC-602 | 1" CLAMP BACK | 36
¦¦ FOC-602 | 1/C 4/0 600V - EPR POWER CABLE 90C | 180
¦¦ FOC-602 | #8 TO #10x 7/8 PLAS ANCHOR (3/16) | 36
¦¦ FOC-602 | #10x 1 P/H SELF-TAP SCREW | 36
¦¦ FOC-602 | Application Pull Box | 1
¦¦ FOC-602 | 6 Strand SM F/O Cable | 190
¦¦ FOC-603 | 3/4" CONDUIT - RMC - GALV | 30
¦¦ FOC-603 | 3/4" LOCKNUT - STEEL | 4
¦¦ FOC-603 | 3/4" BUSHING - PLASTIC | 2
¦¦ FOC-603 | 3/4" MEASURE CUT & THREAD LABOR - RMC - GALV | 1
¦¦ FOC-603 | 3/4" DBL LOCKNUT & BUSHING LABOR - RMC - GALV | 2
¦¦ FOC-603 | 3/4" 1-H STRAP - RMC - MALL | 6
¦¦ FOC-603 | 3/4" CLAMP BACK | 6
¦¦ FOC-603 | #12 THHN STR BLACK | 120
¦¦ FOC-603 | #8 TO #10x 7/8 PLAS ANCHOR (3/16) | 6
¦¦ FOC-603 | #10x 1 P/H SELF-TAP SCREW | 6
¦¦ FOC-603 | Access Node | 1
¦¦ FOC-604 | 3/4" CONDUIT - RMC - GALV | 210
¦¦ FOC-604 | 1" CONDUIT - RMC - GALV | 10
¦¦ FOC-604 | 3/4" LOCKNUT - STEEL | 4
¦¦ FOC-604 | 1" LOCKNUT - STEEL | 4
¦¦ FOC-604 | 3/4" BUSHING - PLASTIC | 2
¦¦ FOC-604 | 1" BUSHING - PLASTIC | 2
¦¦ FOC-604 | 3/4" MEASURE CUT & THREAD LABOR - RMC - GALV | 1
¦¦ FOC-604 | 1" MEASURE CUT & THREAD LABOR - RMC - GALV | 1
¦¦ FOC-604 | 3/4" DBL LOCKNUT & BUSHING LABOR - RMC - GALV | 2
¦¦ FOC-604 | 1" DBL LOCKNUT & BUSHING LABOR - RMC - GALV | 2
¦¦ FOC-604 | 3/4" 1-H STRAP - RMC - MALL | 42
¦¦ FOC-604 | 1" 1-H STRAP - RMC - MALL | 2
¦¦ FOC-604 | 3/4" CLAMP BACK | 42
¦¦ FOC-604 | 1" CLAMP BACK | 2
¦¦ FOC-604 | #12 THHN STR BLACK | 660
¦¦ FOC-604 | #8 TO #10x 7/8 PLAS ANCHOR (3/16) | 44
¦¦ FOC-604 | #10x 1 P/H SELF-TAP SCREW | 44
¦¦ FOC-604 | Fiber Distribution Box | 1
¦¦ FOC-604 | Access Node | 1
¦¦ FOC-604 | Application Pull Box | 1
¦¦ FOC-604 | 6 Strand SM F/O Cable | 20
¦¦ FOC-702 | Relocating Access Node | 1
¦¦ IC-101 - 207th | 3/4" CONDUIT - RMC - GALV | 100
¦¦ IC-101 - 207th | 3/4" LOCKNUT - STEEL | 8
¦¦ IC-101 - 207th | 3/4" BUSHING - PLASTIC | 4
¦¦ IC-101 - 207th | 3/4" MEASURE CUT & THREAD LABOR - RMC - GALV | 2
¦¦ IC-101 - 207th | 3/4" DBL LOCKNUT & BUSHING LABOR - RMC - GALV | 4
¦¦ IC-101 - 207th | 3/4" 1-H STRAP - RMC - MALL | 20
¦¦ IC-101 - 207th | 3/4" CLAMP BACK | 20
¦¦ IC-101 - 207th | #12 THHN SOLID BLACK | 360
¦¦ IC-101 - 207th | #8 TO #10x 7/8 PLAS ANCHOR (3/16) | 20
¦¦ IC-101 - 207th | #10x 1 P/H SELF-TAP SCREW | 20
¦¦ IC-101 - 207th | #12 WIRE POWER TERM | 12
¦¦ IC-101 - 207th | EXHAUST FAN CONTROL PANEL (Normal) | 1
¦¦ IC-101 - 207th | Thermostat | 1
¦¦ IC-101 - 207th | Heater Thermostat | 1
¦¦ IC-101 - 207th | Exhaust Fan Manual Timer | 1
¦¦ IC-102 | 3/4" CONDUIT - RMC - GALV | 100
¦¦ IC-102 | 3/4" LOCKNUT - STEEL | 8
¦¦ IC-102 | 3/4" BUSHING - PLASTIC | 4
¦¦ IC-102 | 3/4" MEASURE CUT & THREAD LABOR - RMC - GALV | 2
¦¦ IC-102 | 3/4" DBL LOCKNUT & BUSHING LABOR - RMC - GALV | 4
¦¦ IC-102 | 3/4" 1-H STRAP - RMC - MALL | 20
¦¦ IC-102 | 3/4" CLAMP BACK | 20
¦¦ IC-102 | #12 THHN SOLID BLACK | 360
¦¦ IC-102 | #8 TO #10x 7/8 PLAS ANCHOR (3/16) | 20
¦¦ IC-102 | #10x 1 P/H SELF-TAP SCREW | 20
¦¦ IC-102 | #12 WIRE POWER TERM | 12
¦¦ IC-102 | EXHAUST FAN CONTROL PANEL (Normal) | 1
¦¦ IC-102 | Thermostat | 1
¦¦ IC-102 | Heater Thermostat | 1
¦¦ IC-102 | Exhaust Fan Manual Timer | 1
¦¦ IC-201 - 34th 6th | 3/4" CONDUIT - RMC - GALV | 100
¦¦ IC-201 - 34th 6th | 3/4" LOCKNUT - STEEL | 8
¦¦ IC-201 - 34th 6th | 3/4" BUSHING - PLASTIC | 4
¦¦ IC-201 - 34th 6th | 3/4" MEASURE CUT & THREAD LABOR - RMC - GALV | 2
¦¦ IC-201 - 34th 6th | 3/4" DBL LOCKNUT & BUSHING LABOR - RMC - GALV | 4
¦¦ IC-201 - 34th 6th | 3/4" 1-H STRAP - RMC - MALL | 20
¦¦ IC-201 - 34th 6th | 3/4" CLAMP BACK | 20
¦¦ IC-201 - 34th 6th | #12 THHN SOLID BLACK | 360
¦¦ IC-201 - 34th 6th | #8 TO #10x 7/8 PLAS ANCHOR (3/16) | 20
¦¦ IC-201 - 34th 6th | #10x 1 P/H SELF-TAP SCREW | 20
¦¦ IC-201 - 34th 6th | #12 WIRE POWER TERM | 12
¦¦ IC-201 - 34th 6th | EXHAUST FAN CONTROL PANEL (Normal) | 1
¦¦ IC-201 - 34th 6th | Thermostat | 1
¦¦ IC-201 - 34th 6th | Heater Thermostat | 1
¦¦ IC-201 - 34th 6th | Exhaust Fan Manual Timer | 1
¦¦ IC-202 | 3/4" CONDUIT - RMC - GALV | 100
¦¦ IC-202 | 3/4" LOCKNUT - STEEL | 8
¦¦ IC-202 | 3/4" BUSHING - PLASTIC | 4
¦¦ IC-202 | 3/4" MEASURE CUT & THREAD LABOR - RMC - GALV | 2
¦¦ IC-202 | 3/4" DBL LOCKNUT & BUSHING LABOR - RMC - GALV | 4
¦¦ IC-202 | 3/4" 1-H STRAP - RMC - MALL | 20
¦¦ IC-202 | 3/4" CLAMP BACK | 20
¦¦ IC-202 | #12 THHN SOLID BLACK | 360
¦¦ IC-202 | #8 TO #10x 7/8 PLAS ANCHOR (3/16) | 20
¦¦ IC-202 | #10x 1 P/H SELF-TAP SCREW | 20
¦¦ IC-202 | #12 WIRE POWER TERM | 12
¦¦ IC-202 | EXHAUST FAN CONTROL PANEL (Normal) | 1
¦¦ IC-202 | Thermostat | 1
¦¦ IC-202 | Heater Thermostat | 1
¦¦ IC-202 | Exhaust Fan Manual Timer | 1
¦¦ IC-203 | 3/4" CONDUIT - RMC - GALV | 100
¦¦ IC-203 | 3/4" LOCKNUT - STEEL | 8
¦¦ IC-203 | 3/4" BUSHING - PLASTIC | 4
¦¦ IC-203 | 3/4" MEASURE CUT & THREAD LABOR - RMC - GALV | 2
¦¦ IC-203 | 3/4" DBL LOCKNUT & BUSHING LABOR - RMC - GALV | 4
¦¦ IC-203 | 3/4" 1-H STRAP - RMC - MALL | 20
¦¦ IC-203 | 3/4" CLAMP BACK | 20
¦¦ IC-203 | #12 THHN SOLID BLACK | 360
¦¦ IC-203 | #8 TO #10x 7/8 PLAS ANCHOR (3/16) | 20
¦¦ IC-203 | #10x 1 P/H SELF-TAP SCREW | 20
¦¦ IC-203 | #12 WIRE POWER TERM | 12
¦¦ IC-203 | EXHAUST FAN CONTROL PANEL (Normal) | 1
¦¦ IC-203 | Thermostat | 1
¦¦ IC-203 | Heater Thermostat | 1
¦¦ IC-203 | Exhaust Fan Manual Timer | 1
¦¦ IC-301- 34th Bdwy | 3/4" CONDUIT - RMC - GALV | 300
¦¦ IC-301- 34th Bdwy | 3/4" LOCKNUT - STEEL | 24
¦¦ IC-301- 34th Bdwy | 3/4" BUSHING - PLASTIC | 12
¦¦ IC-301- 34th Bdwy | 3/4" MEASURE CUT & THREAD LABOR - RMC - GALV | 6
¦¦ IC-301- 34th Bdwy | 3/4" DBL LOCKNUT & BUSHING LABOR - RMC - GALV | 12
¦¦ IC-301- 34th Bdwy | 3/4" 1-H STRAP - RMC - MALL | 60
¦¦ IC-301- 34th Bdwy | 3/4" CLAMP BACK | 60
¦¦ IC-301- 34th Bdwy | #12 THHN SOLID BLACK | 960
¦¦ IC-301- 34th Bdwy | #8 TO #10x 7/8 PLAS ANCHOR (3/16) | 60
¦¦ IC-301- 34th Bdwy | #10x 1 P/H SELF-TAP SCREW | 60
¦¦ IC-301- 34th Bdwy | 60A 250V DSN SW FUSIBLE - NEMA 4X | 1
¦¦ IC-301- 34th Bdwy | #12 WIRE POWER TERM | 36
¦¦ IC-301- 34th Bdwy | EXHAUST FAN CONTROL PANEL (Normal) | 3
¦¦ IC-301- 34th Bdwy | Thermostat | 3
¦¦ IC-301- 34th Bdwy | Heater Thermostat | 3
¦¦ IC-301- 34th Bdwy | Exhaust Fan Manual Timer | 3
¦¦ IC-302 | 3/4" CONDUIT - RMC - GALV | 100
¦¦ IC-302 | 3/4" LOCKNUT - STEEL | 8
¦¦ IC-302 | 3/4" BUSHING - PLASTIC | 4
¦¦ IC-302 | 3/4" MEASURE CUT & THREAD LABOR - RMC - GALV | 2
¦¦ IC-302 | 3/4" DBL LOCKNUT & BUSHING LABOR - RMC - GALV | 4
¦¦ IC-302 | 3/4" 1-H STRAP - RMC - MALL | 20
¦¦ IC-302 | 3/4" CLAMP BACK | 20
¦¦ IC-302 | #12 THHN SOLID BLACK | 360
¦¦ IC-302 | #8 TO #10x 7/8 PLAS ANCHOR (3/16) | 20
¦¦ IC-302 | #10x 1 P/H SELF-TAP SCREW | 20
¦¦ IC-302 | #12 WIRE POWER TERM | 12
¦¦ IC-302 | EXHAUST FAN CONTROL PANEL (Normal) | 1
¦¦ IC-302 | Thermostat | 1
¦¦ IC-302 | Heater Thermostat | 1
¦¦ IC-302 | Exhaust Fan Manual Timer | 1
¦¦ IC-401 - Flatbush | 3/4" CONDUIT - RMC - GALV | 200
¦¦ IC-401 - Flatbush | 3/4" LOCKNUT - STEEL | 16
¦¦ IC-401 - Flatbush | 3/4" BUSHING - PLASTIC | 8
¦¦ IC-401 - Flatbush | 3/4" MEASURE CUT & THREAD LABOR - RMC - GALV | 4
¦¦ IC-401 - Flatbush | 3/4" DBL LOCKNUT & BUSHING LABOR - RMC - GALV | 8
¦¦ IC-401 - Flatbush | 3/4" 1-H STRAP - RMC - MALL | 40
¦¦ IC-401 - Flatbush | 3/4" CLAMP BACK | 40
¦¦ IC-401 - Flatbush | #12 THHN SOLID BLACK | 660
¦¦ IC-401 - Flatbush | #8 TO #10x 7/8 PLAS ANCHOR (3/16) | 40
¦¦ IC-401 - Flatbush | #10x 1 P/H SELF-TAP SCREW | 40
¦¦ IC-401 - Flatbush | 1P MANUAL STARTER 1x 3/4" HUB L/ HTR - NEMA 7/9 - A-B | 2
¦¦ IC-401 - Flatbush | 60A 250V DSN SW FUSIBLE - NEMA 4X | 1
¦¦ IC-401 - Flatbush | #12 WIRE POWER TERM | 12
¦¦ IC-401 - Flatbush | EXHAUST FAN CONTROL PANEL (Normal) | 1
¦¦ IC-401 - Flatbush | Thermostat | 1
¦¦ IC-401 - Flatbush | Heater Thermostat | 1
¦¦ IC-401 - Flatbush | Exhaust Fan Manual Timer | 1
¦¦ IC-501 - Church | 3/4" CONDUIT - RMC - GALV | 200
¦¦ IC-501 - Church | 3/4" LOCKNUT - STEEL | 16
¦¦ IC-501 - Church | 3/4" BUSHING - PLASTIC | 8
¦¦ IC-501 - Church | 3/4" MEASURE CUT & THREAD LABOR - RMC - GALV | 4
¦¦ IC-501 - Church | 3/4" DBL LOCKNUT & BUSHING LABOR - RMC - GALV | 8
¦¦ IC-501 - Church | 3/4" 1-H STRAP - RMC - MALL | 40
¦¦ IC-501 - Church | 3/4" CLAMP BACK | 40
¦¦ IC-501 - Church | #12 THHN SOLID BLACK | 660
¦¦ IC-501 - Church | #8 TO #10x 7/8 PLAS ANCHOR (3/16) | 40
¦¦ IC-501 - Church | #10x 1 P/H SELF-TAP SCREW | 40
¦¦ IC-501 - Church | #12 WIRE POWER TERM | 12
¦¦ IC-501 - Church | EXHAUST FAN CONTROL PANEL (Normal) | 2
¦¦ IC-501 - Church | Thermostat | 2
¦¦ IC-501 - Church | Heater Thermostat | 2
¦¦ IC-501 - Church | Exhaust Fan Manual Timer | 2
¦¦ IC-601 - Parsons | 3/4" CONDUIT - RMC - GALV | 100
¦¦ IC-601 - Parsons | 3/4" LOCKNUT - STEEL | 8
¦¦ IC-601 - Parsons | 3/4" BUSHING - PLASTIC | 4
¦¦ IC-601 - Parsons | 3/4" MEASURE CUT & THREAD LABOR - RMC - GALV | 2
¦¦ IC-601 - Parsons | 3/4" DBL LOCKNUT & BUSHING LABOR - RMC - GALV | 4
¦¦ IC-601 - Parsons | 3/4" 1-H STRAP - RMC - MALL | 20
¦¦ IC-601 - Parsons | 3/4" CLAMP BACK | 20
¦¦ IC-601 - Parsons | #12 THHN SOLID BLACK | 360
¦¦ IC-601 - Parsons | #8 TO #10x 7/8 PLAS ANCHOR (3/16) | 20
¦¦ IC-601 - Parsons | #10x 1 P/H SELF-TAP SCREW | 20
¦¦ IC-601 - Parsons | #12 WIRE POWER TERM | 12
¦¦ IC-601 - Parsons | EXHAUST FAN CONTROL PANEL (Normal) | 1
¦¦ IC-601 - Parsons | Thermostat | 1
¦¦ IC-601 - Parsons | Heater Thermostat | 1
¦¦ IC-601 - Parsons | Exhaust Fan Manual Timer | 1
¦¦ IC-602 | 3/4" CONDUIT - RMC - GALV | 200
¦¦ IC-602 | 3/4" LOCKNUT - STEEL | 16
¦¦ IC-602 | 3/4" BUSHING - PLASTIC | 8
¦¦ IC-602 | 3/4" MEASURE CUT & THREAD LABOR - RMC - GALV | 4
¦¦ IC-602 | 3/4" DBL LOCKNUT & BUSHING LABOR - RMC - GALV | 8
¦¦ IC-602 | 3/4" 1-H STRAP - RMC - MALL | 40
¦¦ IC-602 | 3/4" CLAMP BACK | 40
¦¦ IC-602 | #12 THHN SOLID BLACK | 660
¦¦ IC-602 | #8 TO #10x 7/8 PLAS ANCHOR (3/16) | 40
¦¦ IC-602 | #10x 1 P/H SELF-TAP SCREW | 40
¦¦ IC-602 | #12 WIRE POWER TERM | 12
¦¦ IC-602 | EXHAUST FAN CONTROL PANEL (Normal) | 2
¦¦ IC-602 | Thermostat | 2
¦¦ IC-602 | Heater Thermostat | 2
¦¦ IC-602 | Exhaust Fan Manual Timer | 2
¦¦ IC-701 - Sutphin | 3/4" CONDUIT - RMC - GALV | 100
¦¦ IC-701 - Sutphin | 3/4" LOCKNUT - STEEL | 8
¦¦ IC-701 - Sutphin | 3/4" BUSHING - PLASTIC | 4
¦¦ IC-701 - Sutphin | 3/4" MEASURE CUT & THREAD LABOR - RMC - GALV | 2
¦¦ IC-701 - Sutphin | 3/4" DBL LOCKNUT & BUSHING LABOR - RMC - GALV | 4
¦¦ IC-701 - Sutphin | 3/4" 1-H STRAP - RMC - MALL | 20
¦¦ IC-701 - Sutphin | 3/4" CLAMP BACK | 20
¦¦ IC-701 - Sutphin | #12 THHN SOLID BLACK | 360
¦¦ IC-701 - Sutphin | #8 TO #10x 7/8 PLAS ANCHOR (3/16) | 20
¦¦ IC-701 - Sutphin | #10x 1 P/H SELF-TAP SCREW | 20
¦¦ IC-701 - Sutphin | #12 WIRE POWER TERM | 12
¦¦ IC-701 - Sutphin | EXHAUST FAN CONTROL PANEL (Normal) | 1
¦¦ IC-701 - Sutphin | Thermostat | 1
¦¦ IC-701 - Sutphin | Heater Thermostat | 1
¦¦ IC-701 - Sutphin | Exhaust Fan Manual Timer | 1
¦¦ IC-801 - 34th Bdwy | 3/4" CONDUIT - RMC - GALV | 300
¦¦ IC-801 - 34th Bdwy | 3/4" LOCKNUT - STEEL | 12
¦¦ IC-801 - 34th Bdwy | 3/4" BUSHING - PLASTIC | 6
¦¦ IC-801 - 34th Bdwy | 3/4" MEASURE CUT & THREAD LABOR - RMC - GALV | 3
¦¦ IC-801 - 34th Bdwy | 3/4" DBL LOCKNUT & BUSHING LABOR - RMC - GALV | 6
¦¦ IC-801 - 34th Bdwy | 3/4" 1-H STRAP - RMC - MALL | 60
¦¦ IC-801 - 34th Bdwy | 3/4" CLAMP BACK | 60
¦¦ IC-801 - 34th Bdwy | #12 THHN SOLID BLACK | 960
¦¦ IC-801 - 34th Bdwy | #8 TO #10x 7/8 PLAS ANCHOR (3/16) | 60
¦¦ IC-801 - 34th Bdwy | #10x 1 P/H SELF-TAP SCREW | 60
¦¦ IC-801 - 34th Bdwy | #12 WIRE POWER TERM | 12
¦¦ IC-801 - 34th Bdwy | AC Power Supply Control Panel | 3
¦¦ IC-802 - Jamaica | 3/4" CONDUIT - RMC - GALV | 200
¦¦ IC-802 - Jamaica | 3/4" LOCKNUT - STEEL | 8
¦¦ IC-802 - Jamaica | 3/4" BUSHING - PLASTIC | 4
¦¦ IC-802 - Jamaica | 3/4" MEASURE CUT & THREAD LABOR - RMC - GALV | 2
¦¦ IC-802 - Jamaica | 3/4" DBL LOCKNUT & BUSHING LABOR - RMC - GALV | 4
¦¦ IC-802 - Jamaica | 3/4" 1-H STRAP - RMC - MALL | 40
¦¦ IC-802 - Jamaica | 3/4" CLAMP BACK | 40
¦¦ IC-802 - Jamaica | #12 THHN SOLID BLACK | 660
¦¦ IC-802 - Jamaica | #8 TO #10x 7/8 PLAS ANCHOR (3/16) | 40
¦¦ IC-802 - Jamaica | #10x 1 P/H SELF-TAP SCREW | 40
¦¦ IC-802 - Jamaica | 20A 120-277V S/P SW - TOGGLE IVY (SG) | 1
¦¦ IC-802 - Jamaica | #12 WIRE POWER TERM | 12
¦¦ IC-802 - Jamaica | EXHAUST FAN CONTROL PANEL (Normal) | 1
¦¦ IC-802 - Jamaica | AC Power Supply Control Panel | 3
¦¦ IC-802 - Jamaica | Thermostat | 1
| Totals | 182623