## Contract Drawings
CONTRACT E-34026
ARCHITECTURAL | COMMUNICATIONS
207TH STREET STATION - PRINT A-101 TO A-113 | 207TH STREET STATION - PRINT TE-101 TO TE-104
34TH HERALD SQUARE STATION 6TH AVE (IND)- PRINT A-201 TO A-212 | 34TH HERALD SQUARE STATION 6TH AVE (IND)- PRINT TE-201 TO TE-205 / ADD-TE-206 TO TE-210
34TH HERALD SQUARE STATION BROADWAY (BMT)- PRINT A-301 TO A-315 | 34TH HERALD SQUARE STATION BROADWAY (BMT)- PRINT TE-301 TO TE-304 / ADD TE-305 TO TE-311
FLATBUSH AVE STATION - PRINT A-401 TO A-414 | FLATBUSH AVE STATION - PRINT TE-401 TO TE-403 / ADD TE-404 TO TE-411
CHURCH AVE STATION - PRINT A-501 TO A-507 | CHURCH AVE STATION - PRINT TE-501 & 502/ ADD TE-503 TO TE-511
JAMAICA CENTER PARSONS/ ARCHER STATION- PRINT A-601 TO A-612 | JAMAICA CENTER PARSONS/ ARCHER STATION- PRINT TE-601 TO TE-605/ ADD TE-606 TO TE-617
SUTPHIN BOULEVARD/ ARCHER AVE STATION - PRINT A-701 TO A-712 | SUTPHIN BOULEVARD/ ARCHER AVE STATION - PRINT TE-701/ ADD TE-702 TO TE-711
ALL STATIONS- PRINTS A-1001 TO A-1013 | ALL STATIONS- PRINTS TE-001 & TE-002
STRUCTURAL | COMMUNICATIONS---F.A.
207TH STREET STATION - PRINT C-100 TO C-106 | 207TH STREET STATION - PRINT TF-101 TO TF-103
34TH HERALD SQUARE STATION 6TH AVE (IND)- PRINT C-200 TO C-207 | 34TH HERALD SQUARE STATION 6TH AVE (IND)- PRINT TF-201/ MISSING TF-202 & TF-203
34TH HERALD SQUARE STATION BROADWAY (BMT)- PRINT C-300 TO C-306 | 34TH HERALD SQUARE STATION BROADWAY (BMT)- PRINT TF-301 / MISSING TF-302
FLATBUSH AVE STATION - PRINT C-400 TO C-406 | FLATBUSH AVE STATION - PRINT TF-400 /ADD TF-401
CHURCH AVE STATION - PRINT C-500 TO C-504 | CHURCH AVE STATION - PRINT E-501 / MISSING TF-500
JAMAICA CENTER PARSONS/ ARCHER STATION- PRINT C-600 TO C-608 | JAMAICA CENTER PARSONS/ ARCHER STATION- PRINT TF-601& TF-602/ MISSING TF-600 & 603 & 604
SUTPHIN BOULEVARD/ ARCHER AVE STATION - PRINT C-700 TO C- 704 | SUTPHIN BOULEVARD/ ARCHER AVE STATION - PRINT TF-700 TO TF-703
ALL STATIONS- PRINTS C-001 TO C-004 --- C-1001 TO C-1014 | ALL STATIONS- PRINT W-1001
VERTICAL TRANSPORTATION | FIBER OPTICS
207TH STREET STATION - PRINT E-101 TO E-102 | 207TH STREET STATION - PRINT FOC-100 TO FOC-104 / ADD-FOC-105
34TH HERALD SQUARE STATION 6TH AVE (IND)- PRINT E-201 TO E-203 | 34TH HERALD SQUARE STATION 6TH AVE (IND)- PRINT FOC-200 TO FOC-206/ ADD-FOC-207
34TH HERALD SQUARE STATION BROADWAY (BMT)- PRINT E-301 TO E-302 | 34TH HERALD SQUARE STATION BROADWAY (BMT)- PRINT FOC-300 TO FOC-306
FLATBUSH AVE STATION - PRINT E-401 | FLATBUSH AVE STATION - PRINT FOC-400 TO FOC-403
CHURCH AVE STATION - PRINT E-501 | CHURCH AVE STATION - PRINT FOC-500 TO FOC-503
JAMAICA CENTER PARSONS/ ARCHER STATION- PRINT E-601 TO E-602 | JAMAICA CENTER PARSONS/ ARCHER STATION- PRINT FOC-600 TO FOC-605
SUTPHIN BOULEVARD/ ARCHER AVE STATION - PRINT E-701 | SUTPHIN BOULEVARD/ ARCHER AVE STATION - PRINT FOC-700 TO FOC-703/MISSING FOC-704 & 705
ALL STATIONS- PRINTS C-001 TO C-002 MISSING --- E-1001 TO E-1002 | ALL STATIONS- PRINTS FOC-001 TO FOC-003 / ADD FOC-004 TO 006
MECHANICAL | MAINTENANCE AND PROTECTION OF TRAFFIC
207TH STREET STATION - PRINT H-101 TO H-102 | 207TH STREET STATION - PRINT MPT-101 / ADD-MPT-100
34TH HERALD SQUARE STATION 6TH AVE (IND)- PRINT H-201 TO H-203 | 34TH HERALD SQUARE STATION 6TH AVE (IND)-PRINT / ADD-MPT-200
34TH HERALD SQUARE STATION BROADWAY (BMT)- PRINT H-301 TO H-302 & H-801 | 34TH HERALD SQUARE STATION BROADWAY (BMT)- PRINT MPT-301 / ADD-MPT-300
FLATBUSH AVE STATION - PRINT H-401 | FLATBUSH AVE STATION - PRINT MPT-401 / ADD-MPT-400
CHURCH AVE STATION - PRINT H-501 | CHURCH AVE STATION - PRINT MPT-501 & 502A & 502B / ADD-MPT-500
JAMAICA CENTER PARSONS/ ARCHER STATION- PRINT H-601 TO H-602 & H-802 | JAMAICA CENTER PARSONS/ ARCHER STATION- PRINT MPT-601 / ADD-MPT-600 & 600B
SUTPHIN BOULEVARD/ ARCHER AVE STATION - NO PRINT | SUTPHIN BOULEVARD/ ARCHER AVE STATION - PRINT MPT-701 / ADD-MPT-700
ALL STATIONS- PRINTS H-001 TO H-002 --- H-1001 | ALL STATIONS- PRINTS MPT-001 TO MPT-004
PLUMBING | INSTRUMENTATION AND CONTROLS
207TH STREET STATION - PRINT P-101 TO P-102 | 207TH STREET STATION - PRINT IC-101 & 102
34TH HERALD SQUARE STATION 6TH AVE (IND)- PRINT P-201 TO P-202 | 34TH HERALD SQUARE STATION 6TH AVE (IND)-PRINT IC-201 & 202
34TH HERALD SQUARE STATION BROADWAY (BMT)- PRINT P-301 TO P-302 & P-801 | 34TH HERALD SQUARE STATION BROADWAY (BMT)- PRINT IC-301 & 302
FLATBUSH AVE STATION - PRINT P-401 | FLATBUSH AVE STATION - PRINT IC-401
CHURCH AVE STATION - PRINT P-501 | CHURCH AVE STATION - PRINT IC-501
JAMAICA CENTER PARSONS/ ARCHER STATION- PRINT P-601 TO P-602 & P-802 | JAMAICA CENTER PARSONS/ ARCHER STATION- PRINT IC-601 & 602
SUTPHIN BOULEVARD/ ARCHER AVE STATION - PRINT P-701 | SUTPHIN BOULEVARD/ ARCHER AVE STATION - PRINT IC-701
ALL STATIONS- PRINTS P-001 --- P-1001 & P-1003 | ALL STATIONS- NO PRINT
ELECTRICAL | ENVIRONMENTAL
207TH STREET STATION - PRINT L-100 TO L-106 | ALL STATIONS PRINT ES-01 TO ES-06
34TH HERALD SQUARE STATION 6TH AVE (IND)- PRINT L-200 TO L-206
34TH HERALD SQUARE STATION BROADWAY (BMT)- PRINT L-301-306 | CIVIL (UTILITIES)
FLATBUSH AVE STATION - PRINT L-400 TO L-406 | ALL STATIONS PRINT B-501 TO B-503
CHURCH AVE STATION - PRINT L-500 TO L-506
JAMAICA CENTER PARSONS/ ARCHER STATION- PRINT L-600 TO L-606
SUTPHIN BOULEVARD/ ARCHER AVE STATION - PRINT L-700 TO L-705
ALL STATIONS- PRINTS E-2020/E-2041/E-2052/E-2060/E-2065/E-2074

## Drawings by Station
CONTRACT E-34026
ALL 207TH STREET STATION PRINTS | CHURCH AVE STATION
ARCHITECTURAL- 207TH STREET STATION -PRINT A-101 TO A-113 | ARCHITECTURAL-CHURCH AVE STATION - PRINT A-501 TO A-507
STRUCTURAL-207TH STREET STATION - PRINT C-100 TO C-106 | STRUCTURAL-CHURCH AVE STATION - PRINT C-500 TO C-504
VERTICAL TRANSPORTATION -207TH STREET STATION - PRINT E-101 TO E-102 | VERTICAL TRANSPORTATION -CHURCH AVE STATION - PRINT E-501
MECHANICAL - 207TH STREET STATION - PRINT H-101 TO H-102 | MECHANICAL -CHURCH AVE STATION - PRINT H-501
PLUMBING-207TH STREET STATION - PRINT P-101 TO P-102 | PLUMBING-CHURCH AVE STATION - PRINT P-501
ELECTRICAL-207TH STREET STATION - PRINT L-100 TO L-106 | ELECTRICAL-CHURCH AVE STATION - PRINT L-500 TO L-506
COMMUNICATIONS-207TH STREET STATION - PRINT TE-101 TO TE-104 | COMMUNICATIONS-CHURCH AVE STATION - PRINT TE-501 & 502/ ADD TE-503 TO TE-511
COMMUNICATIONS---F.A.-207TH STREET STATION - PRINT TF-101 TO TF-103 | COMMUNICATIONS---F.A.-CHURCH AVE STATION - PRINT E-501 / MISSING TF-500
FIBER OPTICS-207TH STREET STATION - PRINT FOC-100 TO FOC-104 / ADD-FOC-105 | FIBER OPTICS-CHURCH AVE STATION - PRINT FOC-500 TO FOC-503
MAINTENANCE AND PROTECTION OF TRAFFIC -207TH STREET STATION - PRINT MPT-101 / ADD-MPT-100 | MAINTENANCE AND PROTECTION OF TRAFFIC -CHURCH AVE STATION - PRINT MPT-501 & 502A & 502B / ADD-MPT-500
INSTRUMENTATION AND CONTROLS-207TH STREET STATION - PRINT IC-101 & 102 | INSTRUMENTATION AND CONTROLS-CHURCH AVE STATION - PRINT IC-501
ALL 34TH HERALD SQUARE STATION 6TH AVE (IND) PRINTS | JAMAICA CENTER PARSONS/ ARCHER STATION
ARCHITECTURAL-34TH HERALD SQUARE STATION 6TH AVE (IND)- PRINT A-201 TO A-212 | ARCHITECTURAL- JAMAICA CENTER PARSONS/ ARCHER STATION- PRINT A-601 TO A-612
STRUCTURAL-34TH HERALD SQUARE STATION 6TH AVE (IND)- PRINT C-200 TO C-207 | STRUCTURAL-JAMAICA CENTER PARSONS/ ARCHER STATION- PRINT C-600 TO C-608
VERTICAL TRANSPORTATION -34TH HERALD SQUARE STATION BROADWAY (BMT)- PRINT E-201 TO E-203 | VERTICAL TRANSPORTATION -JAMAICA CENTER PARSONS/ ARCHER STATION- PRINT E-601 TO E-602
MECHANICAL -34TH HERALD SQUARE STATION 6TH AVE (IND)- PRINT H-201 TO H-203 | MECHANICAL - JAMAICA CENTER PARSONS/ ARCHER STATION- PRINT H-601 TO H-602 & H-802
PLUMBING-34TH HERALD SQUARE STATION 6TH AVE (IND)- PRINT P-201 TO P-202 | PLUMBING-JAMAICA CENTER PARSONS/ ARCHER STATION- PRINT P-601 TO P-602 & P-802
ELECTRICAL-34TH HERALD SQUARE STATION 6TH AVE (IND)- PRINT L-200 TO L-206 | ELECTRICAL-JAMAICA CENTER PARSONS/ ARCHER STATION- PRINT L-600 TO L-606
COMMUNICATIONS-34TH HERALD SQUARE STATION 6TH AVE (IND)- PRINT TE-201 TO TE-205 / ADD-TE-206 TO TE-210 | COMMUNICATIONS-JAMAICA CENTER PARSONS/ ARCHER STATION- PRINT TE-601 TO TE-605/ ADD TE-606 TO TE-617
COMMUNICATIONS---F.A.-34TH HERALD SQUARE STATION 6TH AVE (IND)- PRINT TF-201/ MISSING TF-202 & TF-203 | COMMUNICATIONS---F.A.-JAMAICA CENTER PARSONS/ ARCHER STATION- PRINT TF-601& TF-602/ MISSING TF-600 & 603 & 604
FIBER OPTICS-207TH STREET STATION - 34TH HERALD SQUARE STATION 6TH AVE (IND)- PRINT FOC-200 TO FOC-206/ ADD-FOC-207 | FIBER OPTICS-JAMAICA CENTER PARSONS/ ARCHER STATION- PRINT FOC-600 TO FOC-605
MAINTENANCE AND PROTECTION OF TRAFFIC -34TH HERALD SQUARE STATION 6TH AVE (IND)-PRINT / ADD-MPT-200 | MAINTENANCE AND PROTECTION OF TRAFFIC -JAMAICA CENTER PARSONS/ ARCHER STATION- PRINT MPT-601 / ADD-MPT-600 & 600B
INSTRUMENTATION AND CONTROLS-34TH HERALD SQUARE STATION 6TH AVE (IND)-PRINT IC-201 & 202 | INSTRUMENTATION AND CONTROLS-JAMAICA CENTER PARSONS/ ARCHER STATION- PRINT IC-601 & 602
34TH HERALD SQUARE STATION BROADWAY (BMT) | SUTPHIN BOULEVARD/ ARCHER AVE STATION
ARCHITECTURAL-34TH HERALD SQUARE STATION BROADWAY (BMT)- PRINT A-301 TO A-315 | ARCHITECTURAL- SUTPHIN BOULEVARD/ ARCHER AVE STATION - PRINT A-701 TO A-712
STRUCTURAL-34TH HERALD SQUARE STATION BROADWAY (BMT)- PRINT C-300 TO C-306 | STRUCTURAL-SUTPHIN BOULEVARD/ ARCHER AVE STATION - PRINT C-700 TO C- 704
VERTICAL TRANSPORTATION -34TH HERALD SQUARE STATION BROADWAY (BMT)- PRINT E-301 TO E-302 | VERTICAL TRANSPORTATION -SUTPHIN BOULEVARD/ ARCHER AVE STATION - PRINT E-701
MECHANICAL -34TH HERALD SQUARE STATION BROADWAY (BMT)- PRINT H-301 TO H-302 & H-801 | MECHANICAL - SUTPHIN BOULEVARD/ ARCHER AVE STATION - NO PRINT
PLUMBING-34TH HERALD SQUARE STATION BROADWAY (BMT)- PRINT P-301 TO P-302 & P-801 | PLUMBING-SUTPHIN BOULEVARD/ ARCHER AVE STATION - PRINT P-701
ELECTRICAL-34TH HERALD SQUARE STATION BROADWAY (BMT)- PRINT L-301-306 | ELECTRICAL-SUTPHIN BOULEVARD/ ARCHER AVE STATION - PRINT L-700 TO L-705
COMMUNICATIONS-34TH HERALD SQUARE STATION BROADWAY (BMT)- PRINT TE-301 TO TE-304 / ADD TE-305 TO TE-311 | COMMUNICATIONS-SUTPHIN BOULEVARD/ ARCHER AVE STATION - PRINT TE-701/ ADD TE-702 TO TE-711
COMMUNICATIONS---F.A.-34TH HERALD SQUARE STATION BROADWAY (BMT)- PRINT TF-301 / MISSING TF-302 | COMMUNICATIONS---F.A.-SUTPHIN BOULEVARD/ ARCHER AVE STATION - PRINT TF-700 TO TF-703
FIBER OPTICS-34TH HERALD SQUARE STATION BROADWAY (BMT)- PRINT FOC-300 TO FOC-306 | FIBER OPTICS-SUTPHIN BOULEVARD/ ARCHER AVE STATION - PRINT FOC-700 TO FOC-703/MISSING FOC-704 & 705
MAINTENANCE AND PROTECTION OF TRAFFIC -34TH HERALD SQUARE STATION BROADWAY (BMT)- PRINT MPT-301 / ADD-MPT-300 | MAINTENANCE AND PROTECTION OF TRAFFIC -SUTPHIN BOULEVARD/ ARCHER AVE STATION - PRINT MPT-701 / ADD-MPT-700
INSTRUMENTATION AND CONTROLS-34TH HERALD SQUARE STATION BROADWAY (BMT)- PRINT IC-301 & 302 | INSTRUMENTATION AND CONTROLS-SUTPHIN BOULEVARD/ ARCHER AVE STATION - PRINT IC-701
FLATBUSH AVE STATION | ALL STATIONS
ARCHITECTURAL-FLATBUSH AVE STATION - PRINT A-401 TO A-414 | ARCHITECTURAL- ALL STATIONS- PRINTS A-1001 TO A-1013
STRUCTURAL-FLATBUSH AVE STATION - PRINT C-400 TO C-406 | STRUCTURAL-ALL STATIONS- PRINTS C-001 TO C-004 --- C-1001 TO C-1014
VERTICAL TRANSPORTATION -FLATBUSH AVE STATION - PRINT E-401 | VERTICAL TRANSPORTATION -ALL STATIONS- PRINTS E-001 TO E-002 MISSING --- E-1001 TO E-1002
MECHANICAL -FLATBUSH AVE STATION - PRINT H-401 | MECHANICAL - ALL STATIONS- PRINTS H-001 TO H-002 --- H-1001
PLUMBING-FLATBUSH AVE STATION - PRINT P-401 | PLUMBING-ALL STATIONS- PRINTS P-001 --- P-1001 & P-1003
ELECTRICAL-FLATBUSH AVE STATION - PRINT L-400 TO L-406 | ELECTRICAL-ALL STATIONS- PRINTS E-2020/E-2041/E-2052/E-2060/E-2065/E-2074
COMMUNICATIONS-FLATBUSH AVE STATION - PRINT TE-401 TO TE-403 / ADD TE-404 TO TE-411 | COMMUNICATIONS-ALL STATIONS- PRINTS TE-001 & TE-002
COMMUNICATIONS---F.A.-FLATBUSH AVE STATION - PRINT TF-400 /ADD TF-401 | COMMUNICATIONS---F.A.-ALL STATIONS- PRINT W-1001
FIBER OPTICS-FLATBUSH AVE STATION - PRINT FOC-400 TO FOC-403 | FIBER OPTICS-ALL STATIONS- PRINTS FOC-001 TO FOC-003 / ADD FOC-004 TO 006
MAINTENANCE AND PROTECTION OF TRAFFIC -FLATBUSH AVE STATION - PRINT MPT-401 / ADD-MPT-400 | MAINTENANCE AND PROTECTION OF TRAFFIC -ALL STATIONS- PRINTS MPT-001 TO MPT-004
INSTRUMENTATION AND CONTROLS-FLATBUSH AVE STATION - PRINT IC-401 | INSTRUMENTATION AND CONTROLS-ALL STATIONS- NO PRINT
ENVIRONMENTAL
ALL STATIONS PRINT ES-01 TO ES-06
CIVIL (UTILITIES)
ALL STATIONS PRINT B-501 TO B-503

## Labor Estimate - 34th - 6th Ave
CONTRACT E-34026
34TH HERALD SQUARE STATION 6TH AVE (IND) PRINTS
PRINT A-202 DEMOLITION PLANS -ELEV-209 | CONDUIT POWER | CONDUIT CONTROLS | MH | WIRE | MH | DEVICES & EQP. | MH | TESTING | MH | TAG & TERMINATE | MH | GROUNDING & BONDING | MH | LAYOUT | MH | TOTAL MH
SURVEY KEY NOTES
NOTE-3-REMOVE HALL STATION INTERCOM & COSTOMER SERVICE CALL BUTTON | [5 empty] | HALL STATION INTERCOM | 2M-1D-14 | [8 empty] | 14
NOTE-8-REMOVE SUBMERSIBLE PUMP- PRINT L-201 | [7 empty] | REMOVE SUBMERSIBLE PUMP | 2M-.5HR | [6 empty] | 1
NOTE-18-REMOVE (EMR) ROOM G12 EQUIPMENT 6 PIECES- WITH ALL DISCIPLINES | [5 empty] | REMOVE EQUIPMENT 6 PIECES | 2M-2D-28 | [8 empty] | 28
| CONDUIT POWER | CONDUIT CONTROLS | MH | WIRE | MH | DEVICES & EQP. | MH | TESTING | MH | TAG & TERMINATE | MH | GROUNDING & BONDING | MH | LAYOUT | MH
PRINT A-203 DEMOLITION PLANS -ELEV-210
SURVEY KEY NOTES
NOTE-3-REMOVE HALL STATION INTERCOM & COSTOMER SERVICE CALL BUTTON | [5 empty] | HALL STATION INTERCOM | 2M-1D-14 | [8 empty] | 14
NOTE-8-REMOVE SUBMERSIBLE PUMP- PRINT L-201 | [7 empty] | REMOVE SUBMERSIBLE PUMP | 2M-.5HR | [6 empty] | 1
NOTE-15-REMOVE (EMR) ROOM G15 EQUIPMENT 7 PIECES- WITH ALL DISCIPLINES | [5 empty] | REMOVE EQUIPMENT 6 PIECES | 2M-2D-28 | [8 empty] | 28
| CONDUIT POWER | CONDUIT CONTROLS | MH | WIRE | MH |  |  | TESTING | MH | TAG & TERMINATE | MH | GROUNDING & BONDING | MH | LAYOUT | MH
PRINT A-204 CONSTRUCTION PLANS -ELEV-209
SURVEY KEY NOTES
NOTE-9-INSTALL SUMP PUMP / PRINT P-201
NOTE-13- CHECK NEW 4" PAD FOR REQUIRED EQUIPMENT-(C-1009)
| CONDUIT POWER | CONDUIT CONTROLS | MH | WIRE | MH | DEVICES & EQP. | MH | TESTING | MH | TAG & TERMINATE | MH | GROUNDING & BONDING | MH | LAYOUT | MH
PRINT A-205 CONSTRUCTION PLANS -ELEV-210
SURVEY KEY NOTES
NOTE-5-INSTALL SUMP PUMP / PRINT P-201
NOTE-7- CHECK NEW 4" PAD FOR REQUIRED EQUIPMENT-(C-1009)
| CONDUIT POWER | CONDUIT CONTROLS | MH | WIRE | MH | DEVICES & EQP. | MH | TESTING | MH | TAG & TERMINATE | MH | GROUNDING & BONDING | MH | LAYOUT | MH
PRINT A-206 HOISTWAY PLANS & EMR -ELEV-209
SURVEY KEY NOTES
NOTE-1-RELOCATE 3 (E) SECURITY CAMERRAS AS DIRECTED BY NYCT | [5 empty] | RELOCATE 3 (E) CAMERRAS | 2M-1D-14 | RELOCATE 3 (E) CAMERRAS | 1M-4HRS | RELOCATE 3 (E) CAMERRAS | 1M-3HRS |  |  |  |  | 21
| CONDUIT POWER | CONDUIT CONTROLS | MH | WIRE | MH | DEVICES & EQP. | MH | TESTING | MH | TAG & TERMINATE | MH | GROUNDING & BONDING | MH | LAYOUT | MH
PRINT A-207 HOISTWAY SECTION -ELEV-209 / 210
SURVEY KEY NOTES
PROVIDE SUMP PUMP-------------- PRINT A-204 & 205 | PRINT A-204 & 205 |  |  | PRINT A-204 & 205 |  | PRINT A-204 & 205
| CONDUIT POWER | CONDUIT CONTROLS | MH | WIRE | MH | DEVICES & EQP. | MH | TESTING | MH | TAG & TERMINATE | MH | GROUNDING & BONDING | MH | LAYOUT | MH
PRINT A-208 PROPOSED ELEVATORS -ELEV-209 / 210
SURVEY KEY NOTES
NOTE-7-MAINTAIN AND PROTECT 3 (E) SECURITY CAMERRAS | [5 empty] | PROTECT 3 (E) CAMERRAS | 1M-7 HR | [8 empty] | 7
| CONDUIT POWER | CONDUIT CONTROLS | MH | WIRE | MH | DEVICES & EQP. | MH | TESTING | MH | TAG & TERMINATE | MH | GROUNDING & BONDING | MH | LAYOUT | MH
PRINT A-209 CAB PLANS AND ELEVATORS -ELEV-209
SURVEY KEY NOTES
NOTE-1-RECESSED LED LIGHT FIXTURES | 3/4" 150FT |  | 2M-1D-14 |  |  | 2-LED LIGHT FIXTURES |  | 2-LED LIGHT FIXTURES | 2M-1/2HR | 2-LED LIGHT FIXTURES | 1M-1/2HR |  |  | 2-LED LIGHT FIXTURES | 1M-.5 HR | 16
NOTE-2-SURFACE MOUNTED CCTV CAMERA W/DOME-FINAL LOCATION BY COMM | 3/4" 150FT |  | 2M-1D-14 |  |  | 1-CCTV CAMERA |  | 1-CCTV CAMERA | 2M-1/2HR | 1-CCTV CAMERA | 1M-1/2HR |  |  | 1-CCTV CAMERA | 1M-.5 HR | 16
NOTE-3-EXHAUST FAN W/ST STL HOUSING | 3/4" 150FT |  | 2M-1D-14 |  |  | 1-EXHAUST FAN |  | 1-EXHAUST FAN | 2M-1/2HR | 1-EXHAUST FAN | 1M-1/2HR |  |  | 1-EXHAUST FAN | 1M-.5 HR | 16
NOTE-31-RECESSED CAMERA IN CELLING / FINAL LOCATION BY NYCT COMM | 3/4" 150FT |  | 2M-1D-14 |  |  | 1-RECESSED CAMERA |  | 1-RECESSED CAMERA | 2M-1/2HR | 1-RECESSED CAMERA | 1M-1/2HR |  |  | 1-RECESSED CAMERA | 1M-.5 HR | 16
| CONDUIT POWER | CONDUIT CONTROLS | MH | WIRE | MH | DEVICES & EQP. | MH | TESTING | MH | TAG & TERMINATE | MH | GROUNDING & BONDING | MH | LAYOUT | MH
PRINT A-210 CAB PLANS AND ELEVATORS -ELEV-210
NOTE-1-RECESSED LED LIGHT FIXTURES | 3/4" 150FT |  | 2M-1D-14 |  |  | 2-LED LIGHT FIXTURES |  | 2-LED LIGHT FIXTURES | 2M-1/2HR | 2-LED LIGHT FIXTURES | 1M-1/2HR |  |  | 2-LED LIGHT FIXTURES | 1M-.5 HR | 16
NOTE-2-SURFACE MOUNTED CCTV CAMERA W/DOME-FINAL LOCATION BY COMM | 3/4" 150FT |  | 2M-1D-14 |  |  | 1-CCTV CAMERA |  | 1-CCTV CAMERA | 2M-1/2HR | 1-CCTV CAMERA | 1M-1/2HR |  |  | 1-CCTV CAMERA | 1M-.5 HR | 16
NOTE-3-EXHAUST FAN W/ST STL HOUSING | 3/4" 150FT |  | 2M-1D-14 |  |  | 1-EXHAUST FAN |  | 1-EXHAUST FAN | 2M-1/2HR | 1-EXHAUST FAN | 1M-1/2HR |  |  | 1-EXHAUST FAN | 1M-.5 HR | 16
NOTE-31-RECESSED CAMERA IN CELLING / FINAL LOCATION BY NYCT COMM | 3/4" 150FT |  | 2M-1D-14 |  |  | 1-RECESSED CAMERA |  | 1-RECESSED CAMERA | 2M-1/2HR | 1-RECESSED CAMERA | 1M-1/2HR |  |  | 1-RECESSED CAMERA | 1M-.5 HR | 16
| CONDUIT POWER | CONDUIT CONTROLS | MH | WIRE | MH | DEVICES & EQP. | MH | TESTING | MH | TAG & TERMINATE | MH | GROUNDING & BONDING | MH | LAYOUT | MH
PRINT E-201 ELEVATOR INTERMEDIATE MEZZANINE PART PLAN-1/ ELEV-209
EMR #1 INSTALL NEW / PRINT H-201
1-EXHAUST FAN CONTROL PANEL / PRINT H-201 | 3/4" -100FT | 3/4" -100FT | 2M-2D-28 | 320FT | 2MEN -1 HRS | EXHAUST FAN. CON. PNL | 2MEN 3HRS | EXHAUST FAN. CON. PNL | 2MEN -2HRS | EXHAUST FAN. CON. PNL | 1M-4HRS | EXHAUST FAN. CON. PNL | 1M-2HRS | EXHAUST FAN. CON. PNL | 1M-.5 HR | 44
1-EXHAUST FAN / PRINT H-201 | 3/4" -10FT | 3/4" -10FT | 2M-2D-28 | 320FT | 2MEN -1 HRS | EXHAUST FAN. | 1MAN 1HR |  |  | EXHAUST FAN. | 1M-1/2 HR | EXHAUST FAN. |  | EXHAUST FAN. | 1M-.5 HR | 31.5
1-EXHAUST FAN THERMOSTAT / PRINT H-201 | 3/4" -50FT | 3/4" -50FT | 2M-1D-14 | 170FT | 2MEN -1 HRS | EXHAUST FAN. THERM | 1MAN 1HR |  |  | EXHAUST FAN. THERM | 1M-1/2 HR | EXHAUST FAN. THERM |  | EXHAUST FAN. THERM | 1M-.5 HR | 31.5
1-OIL COOLER FAN / PRINT H-201 | [5 empty] | OIL COOLER FAN
1-OIL COOLER PUMP | [5 empty] | OIL COOLER PUMP
1-TELEPHONE | 3/4" -50FT | 3/4" -50FT | 2M-1D-14 | 70FT | 2MEN -1 HRS | TELEPHONE | 1MAN 1HR | TELEPHONE | 1M-.5 HR | TELEPHONE | 1M-1/2 HR | TELEPHONE |  | TELEPHONE | 1M-.5 HR | 32.5
1-TTB CABINET | 400' - 2-1/2 |  | 2M-4D-56 | 420' | 2M-1D-14 | TTB CABINET | 2MEN 3HRS | TTB CABINET | 2M-1HR-2HRS | TTB CABINET | 1M-4HRS | TTB CABINET | 1M-2HRS | TTB CABINET | 1M-.5 HR | 84.5
1-DATA CABINET | 400' - 2" |  | 2M-4D-56 | 420' | 2M-1D-14 | DATA CABINET | 2MEN 3HRS | DATA CABINET | 2M-1HR-2HRS | DATA CABINET | 1M-4HRS | DATA CABINET | 1M-2HRS | DATA CABINET | 1M-.5 HR | 84.5
1-QUADRUPLE DATA PORTS | 3/4" -50FT |  | 2M-3HR-6 | 70FT | 2MEN -1 HRS | QUADRUPLE DATA PORTS |  | QUADRUPLE DATA PORTS | 2M-1HR-2HRS | QUADRUPLE DATA PORTS | 1M-4HRS | QUADRUPLE DATA PORTS | 1M-2HRS | QUADRUPLE DATA PORTS | 1M-.5 HR | 24
1-ELEVATOR CONTROLLER | [5 empty] | ELEVATOR CONTROLLER
1-ELECTRIC HEATER / PRINT H-201 / L-203 | L-203 |  |  | L-203 |  | L-203
1-ELECTRIC HEATER THERMOSTAT / PRINT H-201 | 3/4" -50FT | 3/4" -50FT | 2M-1D-14 | 170FT | 2MEN -1 HRS | ELECTRIC HEATER THERM | 1MAN 1HR |  |  | EXHAUST FAN. THERM | 1M-1/2 HR | EXHAUST FAN. THERM |  | EXHAUST FAN. THERM | 1M-.5 HR | 31.5
1-F.A. MODULE / HORN & STROBE | 3/4" -100FT | 3/4" -100FT | 2M-2D-28 | 220FT | 2MEN -1 HRS | HORN & STROBE | 1MAN 1HR | HORN & STROBE | 2MEN -1 HRS | HORN & STROBE | 2MEN -1 HRS | HORN & STROBE |  | HORN & STROBE | 1M-.5 HR | 35
1-LIGHTING PANEL / L-203 / L-202 | L-203 |  |  | L-203 |  | L-203
1-TRANSFORMER / L-203/ L-202 | L-203 |  |  | L-203 |  | L-203
1-ELEVATOR DISCONNECT SW / L-203/ L-202
1-DISTRIBUTION BOARD/ L-203/ L-202 | L-203 |  |  | L-203 |  | L-203
1-HEAT TRACE PANEL ? I ONLY SAW THE THE WIRE FROM THE POWER UNIT
1-POWER UNIT | [5 empty] | POWER UNIT
| CONDUIT POWER | CONDUIT CONTROLS | MH | WIRE | MH | DEVICES & EQP. | MH | TESTING | MH | TAG & TERMINATE | MH | GROUNDING & BONDING | MH | LAYOUT | MH
PRINT E-202 ELEVATOR / NORTH END S/B PLATFORM PART PLAN 1
EMR #2 (ELEVATOR MACHINE AUXLARY ROOM) INSTALL NEW
1-EXHAUST FAN CONTROL PANEL/ PRINT H-202 | 3/4" -100FT | 3/4" -100FT | 2M-2D-28 | 320FT | 2MEN -1 HRS | EXHAUST FAN. CON. PNL | 2MEN 3HRS | EXHAUST FAN. CON. PNL | 2MEN -2HRS | EXHAUST FAN. CON. PNL | 1M-4HRS | EXHAUST FAN. CON. PNL | 1M-2HRS | EXHAUST FAN. CON. PNL | 1M-.5 HR | 44
1-EXHAUST FAN/ PRINT H-202 | 3/4" -100FT | 3/4" -100FT | 2M-2D-28 | 320FT | 2MEN -1 HRS | EXHAUST FAN. | 1MAN 1HR |  |  | EXHAUST FAN. | 1M-1/2 HR | EXHAUST FAN. |  | EXHAUST FAN. | 1M-.5 HR | 31.5
1-EXHAUST FAN THERMOSTAT/ PRINT H-202 | 3/4" -50FT | 3/4" -50FT | 2M-1D-14 | 170FT | 2MEN -1 HRS | EXHAUST FAN. THERM | 1MAN 1HR |  |  | EXHAUST FAN. THERM | 1M-1/2 HR | EXHAUST FAN. THERM |  | EXHAUST FAN. THERM | 1M-.5 HR | 31.5
1-ELECTRIC HEATER/ PRINT H-202 | 3/4" -50FT | 3/4" -50FT | 2M-1D-14 | 170FT | 2MEN -1 HRS | ELECTRIC HEATER | 1MAN 1HR |  |  | ELECTRIC HEATER | 1M-1/2 HR | ELECTRIC HEATER |  | ELECTRIC HEATER | 1M-.5 HR | 31.5
1-ELECTRIC HEATER THERMOSTAT/ PRINT H-202 | 3/4" -50FT | 3/4" -50FT | 2M-1D-14 | 170FT | 2MEN -1 HRS | ELECTRIC HEATER THERM | 1MAN 1HR |  |  | ELECTRIC HEATER THERM | 1M-1/2 HR | ELECTRIC HEATER THERM |  | ELECTRIC HEATER THERM | 1M-.5 HR | 31.5
1-F.A. MODULE / HORN & STROBE/ PRINT H-202 | 3/4" -100FT | 3/4" -100FT | 2M-2D-28 | 220FT | 2MEN -1 HRS | HORN & STROBE | 1MAN 1HR | HORN & STROBE | 2MEN -1 HRS | HORN & STROBE | 2MEN -1 HRS | HORN & STROBE |  | HORN & STROBE | 1M-.5 HR | 35.5
| CONDUIT POWER | CONDUIT CONTROLS | MH | WIRE | MH | DEVICES & EQP. | MH | TESTING | MH | TAG & TERMINATE | MH | GROUNDING & BONDING | MH | LAYOUT | MH
PRINT E-203 ELEVATOR INTERMEDIATE MEZZANINE PART PLAN-2/ ELEV-210
EMR #1 INSTALL NEW
1-EXHAUST FAN CONTROL PANEL / PRINT H-203 | 3/4" -100FT | 3/4" -100FT | 2M-2D-28 | 320FT | 2MEN -1 HRS | EXHAUST FAN. CON. PNL | 2MEN 3HRS | EXHAUST FAN. CON. PNL | 2MEN -2HRS | EXHAUST FAN. CON. PNL | 1M-4HRS | EXHAUST FAN. CON. PNL | 1M-2HRS | EXHAUST FAN. CON. PNL | 1M-.5 HR | 44
1-EXHAUST FAN/ PRINT H-203 | 3/4" -100FT | 3/4" -100FT | 2M-2D-28 | 320FT | 2MEN -1 HRS | EXHAUST FAN. | 1MAN 1HR |  |  | EXHAUST FAN. | 1M-1/2 HR | EXHAUST FAN. |  | EXHAUST FAN. | 1M-.5 HR | 31.5
1-EXHAUST FAN THERMOSTAT/ PRINT H-203 | 3/4" -50FT | 3/4" -50FT | 2M-1D-14 | 170FT | 2MEN -1 HRS | EXHAUST FAN. THERM | 1MAN 1HR |  |  | EXHAUST FAN. THERM | 1M-1/2 HR | EXHAUST FAN. THERM |  | EXHAUST FAN. THERM | 1M-.5 HR | 31.5
1-OIL COOLER FAN / PRINT H-203
1-OIL COOLER PUMP
1-TELEPHONE | 3/4" -50FT | 3/4" -50FT | 2M-1D-14 | 70FT | 2MEN -1 HRS | TELEPHONE | 1MAN 1HR | TELEPHONE | 1M-.5 HR | TELEPHONE | 1M-1/2 HR | TELEPHONE |  | TELEPHONE | 1M-.5 HR | 32.5
1-TTB CABINET | 400' - 2-1/2 |  | 2M-4D-56 | 420' | 2M-1D-14 | TTB CABINET | 2MEN 3HRS | TTB CABINET | 2M-1HR-2HRS | TTB CABINET | 1M-4HRS | TTB CABINET | 1M-2HRS | TTB CABINET | 1M-.5 HR | 84.5
1-DATA CABINET | 400' - 2" |  | 2M-4D-56 | 420' | 2M-1D-14 | DATA CABINET | 2MEN 3HRS | DATA CABINET | 2M-1HR-2HRS | DATA CABINET | 1M-4HRS | DATA CABINET | 1M-2HRS | DATA CABINET | 1M-.5 HR | 84.5
1-QUADRUPLE DATA PORTS | 3/4" -50FT |  | 2M-3HR-6 | 70FT | 2MEN -1 HRS | QUADRUPLE DATA PORTS |  | QUADRUPLE DATA PORTS | 2M-1HR-2HRS | QUADRUPLE DATA PORTS | 1M-4HRS | QUADRUPLE DATA PORTS | 1M-2HRS | QUADRUPLE DATA PORTS | 1M-.5 HR | 24
1-ELEVATOR CONTROLLER
1-ELECTRIC HEATER / PRINT H-201 / L-203 | L-203 |  |  | L-203 |  | L-203
1-ELECTRIC HEATER THERMOSTAT/ PRINT H-203 | 3/4" -50FT | 3/4" -50FT | 2M-1D-14 | 170FT | 2MEN -1 HRS | ELECTRIC HEATER THERM | 1MAN 1HR |  |  | EXHAUST FAN. THERM | 1M-1/2 HR | EXHAUST FAN. THERM |  | EXHAUST FAN. THERM | 1M-.5 HR | 31.5
1-F.A. MODULE / HORN & STROBE/ PRINT H-203 | 3/4" -100FT | 3/4" -100FT | 2M-2D-28 | 220FT | 2MEN -1 HRS | HORN & STROBE | 1MAN 1HR | HORN & STROBE | 2MEN -1 HRS | HORN & STROBE | 2MEN -1 HRS | HORN & STROBE |  | HORN & STROBE | 1M-.5 HR | 35
1-LIGHTING PANEL / L-203 / L-202 | L-203 |  |  | L-203 |  | L-203
1-TRANSFORMER / L-203/ L-202 | L-203 |  |  | L-203 |  | L-203
1-ELEVATOR DISCONNECT SW / L-203/ L-202
1-DISTRIBUTION BOARD/ L-203/ L-202 | L-203 |  |  | L-203 |  | L-203
1-HEAT TRACE PANEL ? I ONLY SAW THE THE WIRE FROM THE POWER UNIT
1-POWER UNIT
| CONDUIT POWER | CONDUIT CONTROLS | MH | WIRE | MH | DEVICES & EQP. | MH | TESTING | MH | TAG & TERMINATE | MH | GROUNDING & BONDING | MH | LAYOUT | MH
PRINT E-303 34th STREET EL-213 MACHINE ROOM PLAN INSTALL NEW
1-DATA CABINET | 400' - 2" |  | 2M-4D-56 | 420' | 2M-1D-14 | DATA CABINET | 2MEN 3HRS | DATA CABINET | 2M-1HR-2HRS | DATA CABINET | 1M-4HRS | DATA CABINET | 1M-2HRS | DATA CABINET | 1M-.5 HR | 84.5
1-QUADRUPLE DATA PORTS | 3/4" -50FT |  | 2M-3HR-6 | 70FT | 2MEN -1 HRS | QUADRUPLE DATA PORTS | 2MEN 3HRS | QUADRUPLE DATA PORTS | 2M-1HR-2HRS | QUADRUPLE DATA PORTS | 1M-4HRS | QUADRUPLE DATA PORTS | 1M-2HRS | QUADRUPLE DATA PORTS | 1M-.5 HR | 24
| CONDUIT POWER | CONDUIT CONTROLS | MH | WIRE | MH | DEVICES & EQP. | MH | TESTING | MH | TAG & TERMINATE | MH | GROUNDING & BONDING | MH | LAYOUT | MH
PRINT L-200 34th STREET 6TH AVE EL209 & EL210 REMOVAL PLAN
EL209 -1 SW IN ROOM 3-FIXTURES 5-OTHER PIECES- WITH ALL DISCIPLINES | L-201 & L-202 |  |  | L-201 & L-202 |  | L-201 & L-202
EL209 -PIT 1SW AND LIGHT | L-201 & L-202 |  |  | L-201 & L-202 |  | L-201 & L-202
EL210 -1 SW IN ROOM & 5-OTHER PIECES- WITH ALL DISCIPLINES | L-201 & L-202 |  |  | L-201 & L-202 |  | L-201 & L-202
EL210 -PIT 1SW AND LIGHT | L-201 & L-202 |  |  | L-201 & L-202 |  | L-201 & L-202
| CONDUIT POWER | CONDUIT CONTROLS | MH | WIRE | MH | DEVICES & EQP. | MH | TESTING | MH | TAG & TERMINATE | MH | GROUNDING & BONDING | MH | LAYOUT | MH
PRINT L-201 34th STREET 6TH AVE EL209 & EL210 POWER REMOVELS ONE LINE DIAGRAM
EL209 -FEED FROM ROOM ELEC.RM 21 LOCATED ON THE RAMP OF THE IND NORTH END LOW-MEZ | 1-1/2"- FEED-200FT |  | 2M-1D-14 | 3-#2-FEED | 2MEN -2HRS |  |  | OLD FEEDERS | 2MEN -2HRS | OLD FEEDERS |  | OLD FEEDERS |  | OLD FEEDERS |  | 20
1-PULL BOX | 1-1/2"- FEED-30FT |  | 2M-2HR-6 | 3-#2-FEED | 2M-2-HRS | PULL BOX | 2MEN 3HRS | PULL BOX |  | PULL BOX |  | PULL BOX |  | PULL BOX |  | 8
1-100A FUSED DISCONNECT | 1-1/2"- FEED-30FT |  | 2M-2HR-6 | 3-#2-FEED | 2M-2-HRS | 100A FUSED DIS | 2MEN 3HRS | 100A FUSED DIS | 2MEN -2HRS | 100A FUSED DIS |  | 100A FUSED DIS |  | 100A FUSED DIS |  | 8
1-100A DISCONNECT | 1-1/2"- FEED-30FT |  | 2M-2HR-6 | 3-#2-FEED | 2M-2-HRS | 100A DIS | 2MEN 3HRS | 100A DIS | 2MEN -2HRS | 100A DIS |  | 100A DIS |  | 100A DIS |  | 8
1-15KV TRANSFORMER | 1-1/2"- FEED-30FT |  | 2M-2HR-6 | 3-#2-FEED | 2M-2-HRS | 15KV TRANS | 2MEN 3HRS | 15KV TRANS | 2MEN -2HRS | 15KV TRANS |  | 15KV TRANS |  | 15KV TRANS |  | 8
1-REMOVE SUMP PUMP | 2"- FEED-30FT |  | 2M-2HR-6 | 3-#2-FEED | 2M-2-HRS | SUMP-PUMP |  | SUMP-PUMP | 2MEN -2HRS | SUMP-PUMP |  | SUMP-PUMP |  | SUMP-PUMP |  | 8
1-PANEL ER1 | 1-1/2"- FEED-30FT |  | 2M-2HR-6 | 3-#2-FEED | 2M-2-HRS | PNL-ER1 | 2MEN 3HRS | PNL-ER1 | 2MEN -2HRS | PNL-ER1 |  | PNL-ER1 |  | PNL-ER1 |  | 8
| CONDUIT POWER | CONDUIT CONTROLS | MH | WIRE | MH | DEVICES & EQP. | MH | TESTING | MH | TAG & TERMINATE | MH | GROUNDING & BONDING | MH | LAYOUT | MH
PRINT L-201 34th STREET 6TH AVE EL209 & EL210 POWER REMOVELS ONE LINE DIAGRAM
EL210 -FEED FROM ROOM ELEC.RM 21 LOCATED ON THE RAMP OF THE IND NORTH END LOW-MEZ | 1-1/2"- FEED-200FT |  | 2M-1D-14 | 3-#2-FEED | 2MEN -2HRS |  |  | OLD FEEDERS |  | OLD FEEDERS |  | OLD FEEDERS |  | OLD FEEDERS |  | 20
1-PULL BOX | 1-1/2"- FEED-30FT |  | 2M-2HR-6 | 3-#2-FEED | 2M-2-HRS | PULL BOX |  | PULL BOX |  | PULL BOX |  | PULL BOX |  | PULL BOX |  | 8
1-100A FUSED DISCONNECT | 1-1/2"- FEED-30FT |  | 2M-2HR-6 | 3-#2-FEED | 2M-2-HRS | 100A FUSED DIS |  | 100A FUSED DIS |  | 100A FUSED DIS |  | 100A FUSED DIS |  | 100A FUSED DIS |  | 8
1-100A DISCONNECT | 1-1/2"- FEED-30FT |  | 2M-2HR-6 | 3-#2-FEED | 2M-2-HRS | 100A DIS |  | 100A DIS |  | 100A DIS |  | 100A DIS |  | 100A DIS |  | 8
1-15KV TRANSFORMER | 1-1/2"- FEED-30FT |  | 2M-2HR-6 | 3-#2-FEED | 2M-2-HRS | 15KV TRANS |  | 15KV TRANS |  | 15KV TRANS |  | 15KV TRANS |  | 15KV TRANS |  | 8
1-REMOVE SUMP PUMP | 2"- FEED-30FT |  | 2M-2HR-6 | 3-#2-FEED | 2M-2-HRS | SUMP-PUMP |  | SUMP-PUMP |  | SUMP-PUMP |  | SUMP-PUMP |  | SUMP-PUMP |  | 8
1-PANEL ER1 | 1-1/2"- FEED-30FT |  | 2M-2HR-6 | 3-#2-FEED | 2M-2-HRS | PNL-ER1 |  | PNL-ER1 |  | PNL-ER1 |  | PNL-ER1 |  | PNL-ER1 |  | 8
| CONDUIT POWER | CONDUIT CONTROLS | MH | WIRE | MH | DEVICES & EQP. | MH | TESTING | MH | TAG & TERMINATE | MH | GROUNDING & BONDING | MH | LAYOUT | MH
PRINT L-202 34th STREET 6TH AVE EL209 & EL210 REMOVELS ONE LINE DIAGRAM
REMOVE FEED & CONDUIT AND WIRE FOR ELEV#211 | L-201 |  |  | L-201 |  | L-201
REMOVE FEED & CONDUIT AND WIRE FOR ELEV#212 | L-201 |  |  | L-201 |  | L-201
FROM ROOM ELEC.RM 21 LOCATED ON THE RAMP OF THE IND NORTH END LOW-MEZ
| CONDUIT POWER | CONDUIT CONTROLS | MH | WIRE | MH | DEVICES & EQP. | MH | TESTING | MH | TAG & TERMINATE | MH | GROUNDING & BONDING | MH | LAYOUT | MH
PRINT L-202 34th STREET 6TH AVE EL209 & EL210 NEW POWER ONE LINE DIAGRAM
EL209 NEW FEED FROM ROOM ELEC.RM 21 LOCATED ON THE RAMP OF THE IND NORTH END LOW-MEZ | 2"- 200 FT |  | 2M-2D-28HRS | 4-2/0 & 1-#6-210FT | 2M-2-HRS | TO THE DBEL | 2MEN 3HRS | TO THE DBEL | 2MEN -1HR | TO THE DBEL | 1M-1HR | TO THE DBEL | 1M-2HRS | TO THE DBEL | 1M-.5 HR | 43.5
1-DBEL-(DISTRIBUTION BOARD ELEV) 480/277V | [5 empty] | 1-DBEL |  | 1-DBEL |  | 1-DBEL |  | 1-DBEL |  | 1-DBEL
1-100A DISCONNECT | 1"-30FT |  | 2M-3HRS-6 | 3-#2 & 1-#8 | 2M-2-HRS | FROM DBEL TO 100A DISC | 2MEN 3HRS | FROM DBEL TO 100A DISC | 2MEN -1HR | FROM DBEL TO 100A DISC | 1M-1HR | FROM DBEL TO 100A DISC | 1M-2HRS | FROM DBEL TO 100A DISC | 1M-.5 HR | 21.5
1-30 HP SUMP PUMP | 1"-100FT |  | 2M-1D-14 | 3-#2 & 1-#8 | 2M-2-HRS | SUMP PUMP | 2MEN 3HRS | SUMP PUMP | 2MEN -1HR | SUMP PUMP | 1M-1HR | SUMP PUMP | 1M-2HRS | SUMP PUMP | 1M-.5 HR | 29.5
1-30KVA TRANSFORMER- 480-208/120V | 1"-30FT |  | 2M-3HRS-6 | 3-#6 & 1-#8 | 2M-2-HRS | FROM DBEL TO XFMR | 2MEN 3HRS | FROM DBEL TO XFMR | 2MEN -1HR | FROM DBEL TO XFMR | 1M-1HR | FROM DBEL TO XFMR | 1M-2HRS | FROM DBEL TO XFMR | 1M-.5 HR | 21.5
1-LPE209 | 1-1/2"-30FT |  | 2M-3HRS-6 | 4-#2 & 1-#6 | 2M-2-HRS | FROM XFMR TO LPE209 | 2MEN 3HRS | FROM XFMR TO LPE209 | 2MEN -1HR | FROM XFMR TO LPE209 | 1M-1HR | FROM XFMR TO LPE209 | 1M-2HRS | FROM XFMR TO LPE209 | 1M-.5 HR | 21.5
| CONDUIT POWER | CONDUIT CONTROLS | MH | WIRE | MH | DEVICES & EQP. | MH | TESTING | MH | DEVICES & EQP. | MH | DEVICES & EQP. | MH | DEVICES & EQP. | MH
PRINT L-202 34th STREET 6TH AVE EL209 & EL210 NEW POWER ONE LINE DIAGRAM
EL210 NEW FEED FROM ROOM ELEC.RM 21 LOCATED ON THE RAMP OF THE IND NORTH END LOW-MEZ | 2"-150FT |  | 2M-2D-28HRS | 4-2/0 & 1-#6-210FT | 2M-2-HRS | TO THE DBEL | 2MEN 3HRS | TO THE DBEL | 2MEN -1HR | TO THE DBEL | 1M-1HR | TO THE DBEL | 1M-2HRS | TO THE DBEL | 1M-.5 HR | 43.5
1-DBEL-(DISTRIBUTION BOARD ELEV) 480/277V | [5 empty] | 1-DBEL
1-100A DISCONNECT | 1"-30FT |  | 2M-3HRS-6 | 3-#2 & 1-#8 | 2M-2-HRS | FROM DBEL TO 100A DISC | 2MEN 3HRS | FROM DBEL TO 100A DISC | 2MEN -1HR | FROM DBEL TO 100A DISC | 1M-1HR | FROM DBEL TO 100A DISC | 1M-2HRS | FROM DBEL TO 100A DISC | 1M-.5 HR | 21.5
1-30 HP SUMP PUMP | 1"-100FT |  | 2M-1D-14 | 3-#2 & 1-#8 | 2M-2-HRS | SUMP PUMP | 2MEN 3HRS | SUMP PUMP | 2MEN -1HR | SUMP PUMP | 1M-1HR | SUMP PUMP | 1M-2HRS | SUMP PUMP | 1M-.5 HR | 29.5
1-30KVA TRANSFORMER- 480-208/120V | 1"-30FT |  | 2M-3HRS-6 | 3-#6 & 1-#8 | 2M-2-HRS | FROM DBEL TO XFMR | 2MEN 3HRS | FROM DBEL TO XFMR | 2MEN -1HR | FROM DBEL TO XFMR | 1M-1HR | FROM DBEL TO XFMR | 1M-2HRS | FROM DBEL TO XFMR | 1M-.5 HR | 21.5
1-LPE210 | 1-1/2"-30FT |  | 2M-3HRS-6 | 4-#2 & 1-#6 | 2M-2-HRS | FROM XFMR TO LPE209 | 2MEN 3HRS | FROM XFMR TO LPE209 | 2MEN -1HR | FROM XFMR TO LPE209 | 1M-1HR | FROM XFMR TO LPE209 | 1M-2HRS | FROM XFMR TO LPE209 | 1M-.5 HR | 21.5
| CONDUIT POWER | CONDUIT CONTROLS | MH | WIRE | MH | DEVICES & EQP. | MH | TESTING | MH | TAG & TERMINATE | MH | GROUNDING & BONDING | MH | LAYOUT | MH
PRINT L-203 34th STREET 6TH AVE EL209 & EL210 NEW POWER PLAN
EL209 NEW POWER PLAN
1-ELECTRIC HEATER / PRINT H-201 / L-203 | 1"-30FT |  | 2M-3.5 HRS-7 | 3-#10 | 2M-.1HR-2 | 1-ELECTRIC HEATER | 1M-1HR | TESTING | 2M-.5HR | 1-ELECTRIC HEATER | 1M-1HR | 1-ELECTRIC HEATER | 1M-.5 HR | 1-ELECTRIC HEATER | 1M-.5 HR | 12.5
1-LIGHTING PANEL LPE209/ L-202 | L-202 |  |  | L-202 |  | L-202
1-TRANSFORMER / L-202 | L-202 |  |  | L-202 |  | L-202
1-DISTRIBUTION BOARD/ L-202 | L-202 |  |  | L-202 |  | L-202
1-ELEVATOR DISCONNECT SW / L-202 | L-202 |  |  | L-202 |  | L-202
3-RECEPTACLES | 3/4"-100FT |  | 2M-1D-14 | 7-#12 | 2M-2-HRS | 3-RECEPTACLES | 1-M-2HRS | 3-RECEPTACLES | 2M-.5-1HR | 3-RECEPTACLES | 1M-1HR | 3-RECEPTACLES |  | 3-RECEPTACLES | 1M-.5 HR | 22.5
EL209 NEW PIT POWER PLAN/ L-203 | CONDUIT POWER | CONDUIT CONTROLS | MH | WIRE | MH | DEVICES & EQP. | MH | TESTING | MH | TAG & TERMINATE | MH | GROUNDING & BONDING | MH | LAYOUT | MH
2-RECEPTACLES | 3/4"-150FT |  | 2M-2D-28HRS | 5-#12 | 2M-2-HRS | 2-RECEPTACLES | 1-M-1HRS | 2-RECEPTACLES | 2M-.5-1HR | 2-RECEPTACLES | 1M-1HR | 2-RECEPTACLES |  | 2-RECEPTACLES | 1M-.5 HR | 36.5
| CONDUIT POWER | CONDUIT CONTROLS | MH | WIRE | MH | DEVICES & EQP. | MH | TESTING | MH | TAG & TERMINATE | MH | GROUNDING & BONDING | MH | LAYOUT | MH
EL210 NEW POWER PLAN
1-ELECTRIC HEATER / PRINT H-201 / L-203 | [15 empty] | 12.5
1-LIGHTING PANEL LPE209/ L-202 | L-202 |  |  | L-202 |  | L-202
1-TRANSFORMER / L-202 | L-202 |  |  | L-202 |  | L-202
1-DISTRIBUTION BOARD/ L-202 | L-202 |  |  | L-202 |  | L-202
1-ELEVATOR DISCONNECT SW / L-202 | L-202 |  |  | L-202 |  | L-202
4-RECEPTACLES | 3/4"-100FT |  | 2M-1D-14 | 7-#12 | 2M-2-HRS | 3-RECEPTACLES | 1-M-2HRS | 3-RECEPTACLES | 2M-.5-1HR | 3-RECEPTACLES | 1M-1HR | 3-RECEPTACLES |  | 3-RECEPTACLES | 1M-.5 HR | 22.5
EL209 NEW PIT POWER PLAN/ L-203 | CONDUIT POWER | CONDUIT CONTROLS | MH | WIRE | MH | DEVICES & EQP. | MH | TESTING | MH | TAG & TERMINATE | MH | GROUNDING & BONDING | MH | LAYOUT | MH
2-RECEPTACLES | 3/4"-150FT |  | 2M-2D-28HRS | 5-#12 | 2M-2-HRS | 2-RECEPTACLES | 1-M-1HRS | 2-RECEPTACLES | 2M-.5-1HR | 2-RECEPTACLES | 1M-1HR | 2-RECEPTACLES |  | 2-RECEPTACLES | 1M-.5 HR | 36.5
| CONDUIT POWER | CONDUIT CONTROLS | MH | WIRE | MH | DEVICES & EQP. | MH | TESTING | MH | TAG & TERMINATE | MH | GROUNDING & BONDING | MH | LAYOUT | MH
PRINT L-204 34th STREET 6TH AVE EL209 & EL210 NEW LIGHTING LAYOUT
EL209 NEW LIGHTING LAYOUT
1-SWITCH AND 5 FIXTURES | 3/4"-150FT |  | 2M-2D-28HRS | 7-#12 | 2M-3.5-HRS | 1-SWITCH AND 5 FIXTURES | 1M-7-HRS | 1-SWITCH AND 5 FIXTURES | 2M-1-1HR | 1-SWITCH AND 5 FIXTURES | 1M-3-HR | 1-SWITCH AND 5 FIXTURES |  | 1-SWITCH AND 5 FIXTURES | 1M-.5 HR | 47.5
EL209 NEW PIT POWER PLAN | CONDUIT POWER | CONDUIT CONTROLS | MH | WIRE | MH | DEVICES & EQP. | MH | TESTING | MH | TAG & TERMINATE | MH | GROUNDING & BONDING | MH | LAYOUT | MH
1-SWITCH AND 2 FIXTURES | 3/4"-150FT |  | 2M-2D-28HRS | 7-#12 | 2M-3.5-HRS | 1-SWITCH AND 2 FIXTURES | 1M-4-HRS | 1-SWITCH AND 2 FIXTURES | 2M-1-1HR | 1-SWITCH AND 2 FIXTURES | 1M-2-HR | 1-SWITCH AND 2 FIXTURES |  | 1-SWITCH AND 2 FIXTURES | 1M-.5 HR | 43.5
| CONDUIT POWER | CONDUIT CONTROLS | MH | WIRE | MH | DEVICES & EQP. | MH | TESTING | MH | TAG & TERMINATE | MH | GROUNDING & BONDING | MH | LAYOUT | MH
PRINT L-204 34th STREET 6TH AVE EL209 & EL210 NEW LIGHTING LAYOUT
EL210 NEW LIGHTING LAYOUT
1-SWITCH AND 5 FIXTURES | 3/4"-150FT |  | 2M-2D-28HRS | 7-#12 | 2M-3.5-HRS | 1-SWITCH AND 5 FIXTURES | 1M-7-HRS | 1-SWITCH AND 5 FIXTURES | 2M-1-1HR | 1-SWITCH AND 5 FIXTURES | 1M-3-HR | 1-SWITCH AND 5 FIXTURES |  | 1-SWITCH AND 5 FIXTURES | 1M-.5 HR | 47.5
EL210 NEW PIT POWER PLAN | CONDUIT POWER | CONDUIT CONTROLS | MH | WIRE | MH | DEVICES & EQP. | MH | TESTING | MH | TAG & TERMINATE | MH | GROUNDING & BONDING | MH | LAYOUT | MH
1-SWITCH AND 2 FIXTURES | 3/4"-150FT |  | 2M-2D-28HRS | 7-#12 | 2M-3.5-HRS | 1-SWITCH AND 2 FIXTURES | 1M-4-HRS | 1-SWITCH AND 2 FIXTURES | 2M-1-1HR | 1-SWITCH AND 2 FIXTURES | 1M-2-HR | 1-SWITCH AND 2 FIXTURES |  | 1-SWITCH AND 2 FIXTURES | 1M-.5 HR | 43.5
| CONDUIT POWER | CONDUIT CONTROLS | MH | WIRE | MH | DEVICES & EQP. | MH | TESTING | MH | TAG & TERMINATE | MH | GROUNDING & BONDING | MH | LAYOUT | MH
PRINT L-205 34th STREET 6TH AVE EL209 & EL210 PANEL SCHEDULE
DBEL-209- 277/480V - PRINT L-203 | L-203 |  |  | L-203 |  | L-203
LPE209-120/208V - PRINT L-203 | L-203 |  |  | L-203 |  | L-203
DBEL-210- 277/480V - PRINT L-203 | L-203 |  |  | L-203 |  | L-203
LPE210-120/208V - PRINT L-203 | L-203 |  |  | L-203 |  | L-203
PRINT L-206 34th STREET 6TH AVE EL209 & EL210 FEDDER PLAN
FROM ELEC. RM 21/ PANEL PPP2 TO DBEL-209- 277/480V APPROX 200FT-PRINT L-202 | L-202 |  |  | L-202 |  | L-202
FROM ELEC. RM 21/ PANEL PPP2 TO DBEL-209- 277/480V APPROX 150FT-PRINT L-202 | L-202 |  |  | L-202 |  | L-202
| CONDUIT POWER | CONDUIT CONTROLS | MH | WIRE | MH | DEVICES & EQP. | MH | TESTING | MH | TAG & TERMINATE | MH | GROUNDING & BONDING | MH | LAYOUT | MH
PRINT TE-201 ELEV.# 209 COMMUNICATIONS RISER DIAGRAM 34TH STREET-6TH AVE (IND)
FROM COMM ROOM MR-227 (BENNING PANEL TO EMR #209 DATA CABINET POWER SUPPLY) | 1-1/2"-400' |  | 2M-4D-56 | 3-#10-400FT | 2M-1HR |  |  | 3-#10 | 2M-.5-1HR | 3-#10 | 1M-.5 HR |  |  | CONDUIT | 1M-.5 HR | 58.5
FROM COMM ROOM MR-227 (TTBD TO EMR #209 TTB CABINET POWER SUPPLY) | 2-1/2"-400' |  | 2M-4D-56 | 1-25 PR -400FT | 2M-3.5 HR |  |  | 1-25 PR | 2M-.5-1HR | 1-25 PR | 1M-7-HR |  |  | CONDUIT | 1M-.5 HR | 63.5
APN.02.1 TO EMR #209 DATA CABINET ETHERNET EXTENDER | 3/4"-150FT |  | 2M-2D-28HRS | 1-CAT 6 | 2M-1HR |  |  | 1-CAT 6 | 2M-.5-1HR | 1-CAT 6 | 1M-.5 HR |  |  | CONDUIT | 1M-.5 HR | 32
APN.02.1 TO EMR #209 IP (IP FEATURE PHONE) | 3/4"-100FT |  | 2M-1D-14HRS | 1-CAT 6 | 2M-1HR |  |  | 1-CAT 6 | 2M-.5-1HR | 1-CAT 6 | 1M-.5 HR |  |  | CONDUIT | 1M-.5 HR | 18
APN.02.1 TO EMR #209 QPE (SECURE QUAD PORT ENCLOSURE) | 3/4"-100FT |  | 2M-1D-14HRS | 2-CAT 6 | 2M-1HR |  |  | 2-CAT 6 | 2M-.5-1HR | 2-CAT 6 | 1M-.5 HR |  |  | CONDUIT | 1M-.5 HR | 18
APN.02.1 TO EMR #209 C (ELEVATOR CONTROLLER) | 3/4"-100FT |  | 2M-1D-14HRS | 1-CAT 6 | 2M-1HR |  |  | 1-CAT 6 | 2M-.5-1HR | 1-CAT 6 | 1M-.5 HR |  |  | CONDUIT | 1M-.5 HR | 18
APN.02.1 TO EMR #209 LIF NET (LIF NET) | 3/4"-100FT |  | 2M-1D-14HRS | 1-CAT 6 | 2M-1HR |  |  | 1-CAT 6 | 2M-.5-1HR | 1-CAT 6 | 1M-.5 HR |  |  | CONDUIT | 1M-.5 HR | 18
APN.02.1 TO IP (IP FEATURE PHONE) FULL TIME AGENT BOOTH 506 CONTROL AREA-BMT | 3/4"-150FT |  | 2M-2D-28HRS | 1-CAT 6 | 2M-1HR |  |  | 1-CAT 6 | 2M-.5-1HR | 1-CAT 6 | 1M-.5 HR |  |  | CONDUIT | 1M-.5 HR | 32
APN.02.1 TO UPPER MEZZANINE LANDING SP (IP SPEAKERPHONE) | 3/4"-150FT |  | 2M-2D-28HRS | 1-CAT 6 | 2M-1HR |  |  | 1-CAT 6 | 2M-.5-1HR | 1-CAT 6 | 1M-.5 HR |  |  | CONDUIT | 1M-.5 HR | 32
APN.02.1 TO UPPER MEZZANINE LANDING IP-ADA1 (IP CCTV CAMERA) | 3/4"-150FT |  | 2M-2D-28HRS | 1-CAT 6 | 2M-1HR |  |  | 1-CAT 6 | 2M-.5-1HR | 1-CAT 6 | 1M-.5 HR |  |  | CONDUIT | 1M-.5 HR | 32
TTB IN EMR #209 TO ELEVATOR CAB #209-/ 1-1PR #20 FOR L2 & EE POWER .48VDC & 1PR #20 FOR EE DATA | 3/4"-100FT |  | 2M-1D-14HRS | 2-2PR #20 | 2M-1HR |  |  | 2-2PR #20 | 2M-.5-1HR | 2-2PR #20 | 1M-.5 HR |  |  | CONDUIT | 1M-.5 HR | 18
TTB IN EMR #209 TO ELEVATOR CAB #209-/ 1-1PR #20 FOR L2 POE (2 LAYER SWITCH POE) | 3/4"-100FT |  | 2M-1D-14HRS | 1-2PR #20 | 2M-1HR |  |  | 1-2PR #20 | 2M-.5-1HR | 1-2PR #20 | 1M-.5 HR |  |  | CONDUIT | 1M-.5 HR | 18
| CONDUIT POWER | CONDUIT CONTROLS | MH | WIRE | MH | DEVICES & EQP. | MH | TESTING | MH | TAG & TERMINATE | MH | GROUNDING & BONDING | MH | LAYOUT | MH
APN.07.1 LOCATION? TO PLATFORM LEVEL LANDING LANDING IP-ADA2 (IP CCTV CAMERA) |  |  |  | 1-CAT 6
APN.07.1 LOCATION? TO PLATFORM LEVEL LANDING SP (IP SPEAKERPHONE) |  |  |  | 1-CAT 6
| CONDUIT POWER | CONDUIT CONTROLS | MH | WIRE | MH | DEVICES & EQP. | MH | TESTING | MH | TAG & TERMINATE | MH | GROUNDING & BONDING | MH | LAYOUT | MH
PRINT TE-202 ELEV.# 210 COMMUNICATIONS RISER DIAGRAM 34TH STREET-6TH AVE (IND)
FROM COMM ROOM MR-227 (BENNING SUBPANEL TO EMR #210 DATA CABINET POWER SUPPLY) | 1-1/2"-400' |  | 2M-4D-56 | 3-#10-400FT | 2M-1HR |  |  | 3-#10 | 2M-.5-1HR | 3-#10 | 1M-.5 HR |  |  | CONDUIT | 1M-.5 HR | 58.5
FROM COMM ROOM MR-227 (TTBD TO EMR #210 TTB CABINET POWER SUPPLY) | 2-1/2"-400' |  | 2M-4D-56 | 1-25 PR -400FT | 2M-3.5 HR |  |  | 1-25 PR | 2M-.5-1HR | 1-25 PR | 1M-7-HR |  |  | CONDUIT | 1M-.5 HR | 63.5
APN.02.1 TO EMR #210 DATA CABINET ETHERNET EXTENDER | 3/4"-150FT |  | 2M-2D-28HRS | 1-CAT 6 | 2M-1HR |  |  | 1-CAT 6 | 2M-.5-1HR | 1-CAT 6 | 1M-.5 HR |  |  | CONDUIT | 1M-.5 HR | 32
APN.02.TO EMR #210 IP (IP FEATURE PHONE) | 3/4"-100FT |  | 2M-1D-14HRS | 1-CAT 6 | 2M-1HR |  |  | 1-CAT 6 | 2M-.5-1HR | 1-CAT 6 | 1M-.5 HR |  |  | CONDUIT | 1M-.5 HR | 18
APN.02.1 TO EMR #210 QPE (SECURE QUAD PORT ENCLOSURE) | 3/4"-100FT |  | 2M-1D-14HRS | 2-CAT 6 | 2M-1HR |  |  | 2-CAT 6 | 2M-.5-1HR | 2-CAT 6 | 1M-.5 HR |  |  | CONDUIT | 1M-.5 HR | 18
APN.02.1 TO EMR #210 C (ELEVATOR CONTROLLER) | 3/4"-100FT |  | 2M-1D-14HRS | 1-CAT 6 | 2M-1HR |  |  | 1-CAT 6 | 2M-.5-1HR | 1-CAT 6 | 1M-.5 HR |  |  | CONDUIT | 1M-.5 HR | 18
APN.02.1 TO EMR #210 LIF NET (LIF NET) | 3/4"-100FT |  | 2M-1D-14HRS | 1-CAT 6 | 2M-1HR |  |  | 1-CAT 6 | 2M-.5-1HR | 1-CAT 6 | 1M-.5 HR |  |  | CONDUIT | 1M-.5 HR | 18
APN.02.1 TO UPPER MEZZANINE LANDING SP (IP SPEAKERPHONE) | 3/4"-150FT |  | 2M-2D-28HRS | 1-CAT 6 | 2M-1HR |  |  | 1-CAT 6 | 2M-.5-1HR | 1-CAT 6 | 1M-.5 HR |  |  | CONDUIT | 1M-.5 HR | 32
APN.02.1 TO UPPER MEZZANINE LANDING IP-ADA6 (IP CCTV CAMERA) | 3/4"-150FT |  | 2M-2D-28HRS | 1-CAT 6 | 2M-1HR |  |  | 1-CAT 6 | 2M-.5-1HR | 1-CAT 6 | 1M-.5 HR |  |  | CONDUIT | 1M-.5 HR | 32
TTB IN EMR #210 TO ELEVATOR CAB #210-/ 1-1PR #20 FOR L2 & EE POWER .48VDC & 1PR #20 FOR EE DATA | 3/4"-150FT |  | 2M-2D-28HRS | 1-CAT 6 | 2M-1HR |  |  | 1-CAT 6 | 2M-.5-1HR | 1-CAT 6 | 1M-.5 HR |  |  | CONDUIT | 1M-.5 HR | 32
TTB IN EMR #210 TO ELEVATOR CAB #210-/ 1-1PR #20 FOR L2 POE (2 LAYER SWITCH POE) | 3/4"-100FT |  | 2M-1D-14HRS | 2-2PR #20 | 2M-1HR |  |  | 2-2PR #20 | 2M-.5-1HR | 2-2PR #20 | 1M-.5 HR |  |  | CONDUIT | 1M-.5 HR | 18
| CONDUIT POWER | CONDUIT CONTROLS | MH | WIRE | MH | DEVICES & EQP. | MH | TESTING | MH | TAG & TERMINATE | MH | GROUNDING & BONDING | MH | LAYOUT | MH
APN.07.1 LOCATION? TO PLATFORM LEVEL LANDING LANDING IP-ADA2 (IP CCTV CAMERA) | 3/4"-150FT |  | 2M-2D-28HRS | 1-CAT 6 | 2M-1HR |  |  | 1-CAT 6 | 2M-.5-1HR | 1-CAT 6 | 1M-.5 HR |  |  | CONDUIT | 1M-.5 HR | 32
APN.07.1 LOCATION? TO PLATFORM LEVEL LANDING SP (IP SPEAKERPHONE) | 3/4"-150FT |  | 2M-2D-28HRS | 1-CAT 6 | 2M-1HR |  |  | 1-CAT 6 | 2M-.5-1HR | 1-CAT 6 | 1M-.5 HR |  |  | CONDUIT | 1M-.5 HR | 32
| CONDUIT POWER | CONDUIT CONTROLS | MH | WIRE | MH | DEVICES & EQP. | MH | TESTING | MH | TAG & TERMINATE | MH | GROUNDING & BONDING | MH | LAYOUT | MH
PRINT TE-203 COMM IP EQUIPMENT AND CONDUIT LAYOUT UPPER MEZZANINE 34TH ST-6TH AVE (IND)
ELEV #209 LOCATION OF SP (IP-SPEAKER PHONE) PRINT TE-202 | PRINT TE-202 |  |  | PRINT TE-202 |  | PRINT TE-202
ELEV #209 LOCATION OF CAMERA-ADA1 (IP CCTV CAMERA) PRINT TE-202 | PRINT TE-202 |  |  | PRINT TE-202 |  | PRINT TE-202
ELEV #210 LOCATION OF SP (IP-SPEAKER PHONE) PRINT TE-202 | PRINT TE-202 |  |  | PRINT TE-202 |  | PRINT TE-202
ELEV #210 LOCATION OF CAMERA-ADA5 (IP CCTV CAMERA) PRINT TE-202 | PRINT TE-202 |  |  | PRINT TE-202 |  | PRINT TE-202
| CONDUIT POWER | CONDUIT CONTROLS | MH | WIRE | MH | DEVICES & EQP. | MH | TESTING | MH | TAG & TERMINATE | MH | GROUNDING & BONDING | MH | LAYOUT | MH
2PULL BOXES FOR CAT 6 FOR SPEAKER POHONES & CCTV CAMERAS ADA1 & ADA5 | [5 empty] | 2-PULL BOXES | 1M-3-HR |  |  | 2-PULL BOXES | 1M-.5 HR |  |  |  |  | 3.5
1 PULL BOX FOR APB-BETWEEN APN AND APB | [5 empty] | 1-PULL BOX | 1M-3-HR |  |  | 1-PULL BOX | 1M-.5 HR |  |  |  |  | 3.5
ELEV #209 LOCATION OF APN.02.1 PRINT TE-202 | PRINT TE-202 |  |  | PRINT TE-202 |  | PRINT TE-202
ELEV #209 & 210 LOCATION OF 2-1/2 " CONDUIT FOR 2-25 PR PRINT TE-202 | PRINT TE-202 |  |  | PRINT TE-202 |  | PRINT TE-202
FROM COMM ROOM MR-227 (BENNING PANEL TO EMR #209 DATA CABINET POWER SUPPLY) PRINT TE-203 | PRINT TE-202 |  |  | PRINT TE-202 |  | PRINT TE-202
FROM COMM ROOM MR-227 (BENNING SUBPANEL TO EMR #210 DATA CABINET POWER SUPPLY) PRINT TE-203 | PRINT TE-202 |  |  | PRINT TE-202 |  | PRINT TE-202
ELEV #209 & 210 LOCATION OF 2-1/2 " CONDUIT FOR 2-25 PR PRINT TE-201 & 202 | PRINT TE-202 |  |  | PRINT TE-202 |  | PRINT TE-202
| CONDUIT POWER | CONDUIT CONTROLS | MH | WIRE | MH | DEVICES & EQP. | MH | TESTING | MH | TAG & TERMINATE | MH | GROUNDING & BONDING | MH | LAYOUT | MH
ELEV #209 & 210 ADAI PULLBOX & ADA5 PULLBOX | 1"-150FT |  | 2M-2D-28HRS | 4-CAT 6 | 2M-1HR |  |  | 4-CAT 6 | 2M-.5-1HR | 4-CAT 6 | 1M-.5 HR |  |  | CONDUIT | 1M-.5 HR | 32
| CONDUIT POWER | CONDUIT CONTROLS | MH | WIRE | MH | DEVICES & EQP. | MH | TESTING | MH | TAG & TERMINATE | MH | GROUNDING & BONDING | MH | LAYOUT | MH
PRINT TE-204 COMM & IP EQUIPMENT CONDUIT LAYOUT INTERMEDIATE MEZZANINE 34TH STREET IND
FROM COMM ROOM MR-227 (BENNING PANEL TO EMR #209 DATA CABINET POWER SUPPLY-3#10) PRINT TE-201 | PRINT TE-201 |  |  | PRINT TE-201 |  | PRINT TE-201
FROM COMM ROOM MR-227 (TTBD TO EMR #209 TTB CABINET 25PR ) PRINT TE-201 | PRINT TE-201 |  |  | PRINT TE-201 |  | PRINT TE-201
FROM COMM ROOM MR-227 6-CAT 6 IN A 1 " CONDUIT TO (EMR #209 6 CAT 6 )PRINT TE-201 | PRINT TE-201 |  |  | PRINT TE-201 |  | PRINT TE-201
FROM COMM ROOM MR-227 (BENNING PANEL TO EMR #209 DATA CABINET POWER SUPPLY-6#10) PRINT TE-203 | PRINT TE-203 |  |  | PRINT TE-203 |  | PRINT TE-203
FROM COMM ROOM MR-227 (TTBD TO EMR #209 TTB CABINET 2-25PR ) PRINT TE-203 | PRINT TE-203 |  |  | PRINT TE-203 |  | PRINT TE-203
FROM COMM ROOM MR-227 6-CAT 6 IN A 1 " CONDUIT TO (EMR #209 12 CAT 6 )PRINT TE-203 | PRINT TE-203 |  |  | PRINT TE-203 |  | PRINT TE-203
FROM COMM ROOM MR-227 (BENNING PANEL TO EMR #209 DATA CABINET POWER SUPPLY-3#10) PRINT TE-202 | PRINT TE-202 |  |  | PRINT TE-202 |  | PRINT TE-202
FROM COMM ROOM MR-227 (TTBD TO EMR #209 TTB CABINET 25PR ) PRINT TE-202 | PRINT TE-202 |  |  | PRINT TE-202 |  | PRINT TE-202
FROM COMM ROOM MR-227 6-CAT 6 IN A 1 " CONDUIT TO (EMR #209 6 CAT 6 )PRINT TE-202 | PRINT TE-202 |  |  | PRINT TE-202 |  | PRINT TE-202
| CONDUIT POWER | CONDUIT CONTROLS | MH | WIRE | MH | DEVICES & EQP. | MH | TESTING | MH | TAG & TERMINATE | MH | GROUNDING & BONDING | MH | LAYOUT | MH
PRINT TE-205 COMM & IP EQUIPMENT CONDUIT LAYOUT PLATFORM LEVEL 34TH STREET 6TH AVE IND
ELEV. 209 PULLBOX FOR CONDUIT BETWEEN APN AND APB 2 CAT 6 3/4 " CONDUIT | 3/4"-100FT |  | 2M-1D-14HRS | 2-CAT 6 | 2M-1HR | PULLBOX | 1M-4HRS | 2-CAT 6 | 2M-.5-1HR | 2-CAT 6 | 1M-.5 HR |  |  | CONDUIT | 1M-.5 HR | 22
ELEV. 209 FROM PULLBOX APB TO ADA2 CAMERA | [5 empty] | CAMERA | 1M-3HRS |  |  | 2-CAT 6 | 1M-.5 HR |  |  | CAMERA | 1M-.5 HR | 4
ELEV. 209 FROM PULLBOX APB TO SPEAKER PHONE | [5 empty] | SPEAKER PHONE | 1M-3HRS |  |  | 2-CAT 6 | 1M-.5 HR |  |  | CAMERA | 1M-.5 HR | 4
ELEV. 209 LOCATION OF APN.06.1 | [5 empty] | APN.06.1 | 1M-1HR | [6 empty] | APN.06.1 | 1M-.5 HR | 1.5
ELEV. 210 PULLBOX FOR CONDUIT BETWEEN APN AND APB 2 CAT 6 3/4 " CONDUIT | 3/4"-100FT |  | 2M-1D-14HRS | 2-CAT 6 | 2M-1HR | PULLBOX | 1M-4HRS | 2-CAT 6 | 2M-.5-1HR | 2-CAT 6 | 1M-.5 HR |  |  | CONDUIT | 1M-.5 HR | 22
ELEV. 210 FROM PULLBOX APB TO ADA6 CAMERA | [5 empty] | CAMERA | 1M-3HRS |  |  | 2-CAT 6 | 1M-.5 HR |  |  | CAMERA | 1M-.5 HR | 4
ELEV. 210 FROM PULLBOX APB TO SPEAKER PHONE | [5 empty] | SPEAKER PHONE | 1M-3HRS |  |  | 2-CAT 6 | 1M-.5 HR |  |  | CAMERA | 1M-.5 HR | 4
ELEV. 210 LOCATION OF APN.07.1 | [5 empty] | APN.07.1 | 1M-1HR | [6 empty] | APN.07.1 | 1M-.5 HR | 1.5
PRINT TE-206 TYPICAL EMR DATA CABINET POWER RISERDIAGRAM 34TH STREET-6TH AVE-IND
LAYOUT FROM (E) BENNING PSLAN SUBPANEL IN MR227 TO DATA CABINET IN ELEVATOR MICHINE ROOMS
| CONDUIT POWER | CONDUIT CONTROLS | MH | WIRE | MH | DEVICES & EQP. | MH | TESTING | MH | TAG & TERMINATE | MH | GROUNDING & BONDING | MH | LAYOUT | MH
PRINT TE-207 COMM ROOM MR-227 APPLICATIONS EQUIPMENT AND CONDUIT LAYOUT34TH STREET 6TH AVE - IND
2-25 PR IN A 2-1/2" CONDUIT- MR-227 LAYOUT
6-#10AWG IN A 1-1/2" TO EMR- MR-227 LAYOUT
PRINT TE-208 EMR 209 COMM EQUIPMENT AND CONDUIT LAYOUT 34TH STREET 6TH AVE - IND
PRINT TE-209 EMR 210 COMM EQUIPMENT AND CONDUIT LAYOUT 34TH STREET 6TH AVE - IND
PRINT TE-210 CCTV VIDEO ROUTING FOR NYCT & NYPD 34TH STREET 6TH AVE - IND
| CONDUIT POWER | CONDUIT CONTROLS | MH | WIRE | MH | DEVICES & EQP. | MH | TESTING | MH | TAG & TERMINATE | MH | GROUNDING & BONDING | MH | LAYOUT | MH
PRINT TE-002 REMOVING OF EXISTING SPEAKERPHONES & CAMERAS
ELEVATOR 209 MEZZANINE LANDING TO AGENT BOOTH N506-REMOVE CAMERA & SPEAKERPHONE MEZZ | 300FT |  |  |  |  | 1-CAM.& 1 SPEAKERPHONE
ELEVATOR 209 PLATFORM LANDING TO AGENT BOOTH N506-REMOVE CAMERA & SPEAKERPHONE PLATFORM | 330FT |  |  |  |  | 1-CAM.& 1 SPEAKERPHONE
ELEVATOR 209 CAB & EMR TO AGENT BOOTH N506-REMOVE CAMERA & SPEAKERPHONE IN ELEV.CAB | 380FT |  |  |  |  | 1-CAM.& 1 SPEAKERPHONE
ELEVATOR 210 MEZZANINE LANDING TO AGENT BOOTH N506-REMOVE CAMERA & SPEAKERPHONE MEZZ | 350FT |  |  |  |  | 1-CAM.& 1 SPEAKERPHONE
ELEVATOR 210 PLATFORM LANDING TO AGENT BOOTH N506-REMOVE CAMERA & SPEAKERPHONE PLATFORM | 380FT |  |  |  |  | 1-CAM.& 1 SPEAKERPHONE
ELEVATOR 210 CAB & EMR TO AGENT BOOTH N506-REMOVE CAMERA & SPEAKERPHONE IN ELEV.CAB | 430FT |  |  |  |  | 1-CAM.& 1 SPEAKERPHONE
TOTAL-2,170
| CONDUIT POWER | CONDUIT CONTROLS | MH | WIRE | MH | DEVICES & EQP. | MH | TESTING | MH | TAG & TERMINATE | MH | GROUNDING & BONDING | MH | LAYOUT | MH
PRINT TF-201 FIRE ALARM SYSTEM DEVICE LAYOUT - ALL WORK MUST BE COORDINATED THROUGH NYCT | [5 empty] | SMOKE DETECTOR | 1M-1H | SMOKE DETECTOR | 2M-.5HR | SMOKE DETECTOR | 1M-1H |  |  | SMOKE DETECTOR | 1M-.5 HR | 21
EMR-2003 EMR 2- ELEV.209 SMOKE DETECTOR | 3/4"-67FT |  | 2M-3.5HRS | 220FT | 2M-2H | CONTROL RELAY | 1M-1H | CONTROL RELAY | 2M-.5HR | CONTROL RELAY | 1M-1H |  |  | CONTROL RELAY | 1M-.5 HR | 21
EMR-G12 ELEV 209 CONTROL RELAY PRIMARY LANDING UPPER MEZZANINE LEVEL |  | 3/4"-67FT | 2M-3.5HRS | 220FT | 2M-2H | [10 empty] | 22.5
ELEV 209 -PRIMARY LANDING UPPER MEZZANINE LEVEL - NOTE 3 | 3/4"-125FT |  | 2M-1D-14HRS | 540FT | 2M-4H | [10 empty] | 22.5
ELEV 209 -ALTERNATE LANDING DOWNTOWN LEVEL - NOTE 3 | 3/4"-125FT |  | 2M-1D-14HRS | 540FT | 2M-4H | [10 empty] | 21.6
EMR-G15 ELEV 210 CONTROL RELAY PRIMARY LANDING UPPER MEZZANINE LEVEL |  | 3/4"-67FT | 2M-3.5HRS | 220FT | 2M-2H | CONTROL RELAY | 1M-1H | CONTROL RELAY | 2M-.5HR | CONTROL RELAY | 1M-1H |  |  | CONTROL RELAY | 1M-.5 HR | 25
ELEV 210 -PRIMARY LANDING UPPER MEZZANINE LEVEL - NOTE 3 | 3/4"-125FT |  | 2M-1D-14HRS | 540FT | 2M-4H | [10 empty] | 22.5
ELEV 210 -ALTERNATE LANDING UPTOWN LEVEL - NOTE 3 | 3/4"-125FT |  | 2M-1D-14HRS | 540FT | 2M-4H
| CONDUIT POWER | CONDUIT CONTROLS | MH | WIRE | MH | DEVICES & EQP. | MH | TESTING | MH | TAG & TERMINATE | MH | GROUNDING & BONDING | MH | LAYOUT | MH
PRINT FOC-200 LAYER 1 NETWORK DIAGRAM 34TH STREET& 6TH AVE STATION (MR227) & (MR12)
(E) TRANSIT WIRELESS SYSTEM FROM COMM J BOX 227-01 1-SM PATCH CORD |  |  |  | 2-SM PATCH CORD | 2M-1HR | NEW IE4010 | [9 empty] | 2
AND 1 SPARE DUPLEX SMF PATCH COARD IN (E) CONDUIT TO COMM ROOM MR227 TO NEW IE4010 | [15 empty] | 2
(E) TRANSIT WIRELESS SYSTEM FROM COMM J BOX 227-01 1-SM PATCH CORD (MR227) |  |  |  | 2-SM PATCH CORD | 2M-1HR | [10 empty] | 2
AND 1 SPARE DUPLEX SMF PATCH COARD IN (E) CONDUIT TO COMM ROOM MR227TO (E) AFDP(MR227) | [15 empty] | 2
(E) AFDP TO NEW IE4010 1-SM PATCH CORD AND 1 SPARE DUPLEX (MR227) |  |  |  | 2-SM PATCH CORD | 2M-1HR | IE5000 & IE4010 | [9 empty] | 2
(E) CCTV CABINET 1-CAT 6 FROM N-IE4010 TO (E) 3750 (MR227) |  |  |  | 1-CAT 6 | 2M-1HR | [10 empty] | 2
(E) AFDP TO NEW IE5000 1-SM PATCH CORD AND 1 SPARE DUPLEX TO (E) DATA CABINET (MR12) |  |  |  | 2-SM PATCH CORD | 2M-1HR | IE5000 | [9 empty] | 2
(E) AFDP TO NEW IE5000 1-SM PATCH CORD AND 1 SPARE DUPLEX TO (E) CCTV CABINET (MR12) |  |  |  | 2-SM PATCH CORD | 2M-1HR | [10 empty] | 2
(N) IE5000 FROM (E) CCTV CABINET 1-SM PATCH CORD AND 1 SPARE DUPLEX TO (E) DATA CABINET (MR12) |  |  |  | 2-SM PATCH CORD | 2M-1HR | [10 empty] | 2
(E) DATA CABINET 1-CAT 6 FROM N-IE5000 TO (N) IE4010 (MR12) |  |  |  | 1-CAT 6 | 2M-1HR | [10 empty] | 2
| CONDUIT POWER | CONDUIT CONTROLS | MH | WIRE | MH | DEVICES & EQP. | MH | TESTING | MH | TAG & TERMINATE | MH | GROUNDING & BONDING | MH | LAYOUT | MH
PRINT FOC-201 LAYER 2 SIGNAL FLOW DIAGRAM 34TH STREET (MR12) STATION
(E) (MR12) DATA CABINET INSTALL NEW IE5000 ROOT SWITCH | [5 empty] | NEW IE5000 ROOT SWITCH
(E) (MR227) ESS CABINET INSTALL NEW IE4010 SWITCH & LAG TRUNK LINK |  |  |  | LAG TRUNK LINE | 2M-1HR | IE4010 SWITCH | [9 empty] | 2
NEW APN.02.1 & 2 SW-1&2 AND 1-RSTP TRUNK LINE |  |  |  | RSTP TRUNK LINE | 2M-1HR | NEW APN.02.1 & 2 SW-1&2 | [9 empty] | 2
NEW APN.07.1 & 2 SW-1&2 AND 1-RSTP TRUNK LINE |  |  |  | RSTP TRUNK LINE | 2M-1HR | NEW APN.07.1 & 2 SW-1&2 | [9 empty] | 2
NEW APN.06. & 2 SW-1&2 AND 1-RSTP TRUNK LINE |  |  |  | RSTP TRUNK LINE | 2M-1HR | NEW APN.06. & 2 SW-1&2 | [9 empty] | 2
NEW APN.06.1 & 2 SW-1&2 AND 1-RSTP TRUNK LINE | [5 empty] | NEW APN.06.1 & 2 SW-1&2
| CONDUIT POWER | CONDUIT CONTROLS | MH | WIRE | MH | DEVICES & EQP. | MH | TESTING | MH | TAG & TERMINATE | MH | GROUNDING & BONDING | MH | LAYOUT | MH
PRINT FOC-202 EQUIPMENT & CONDUIT LAYOUT 34TH STREET 6TH AVE UPPER MEZZ
1-NEW WALL MOUNT APN.02.1 | [5 empty] | 1-NEW WALL MOUNT APN.02.1 | 1M-1HR |  |  | 1-NEW WALL MOUNT APN.02.1 | 1M-1HR | 1-NEW WALL MOUNT APN.02.1 | 1M-1HR | 1-NEW WALL MOUNT APN.02.1 | 1M-.5 HR | 3.5
1-NEW NETWORK PULLBOX | 1"-20' |  | 2M-1H | 4 STRAND SMF | 2M-1H | 1- NETWORK PULLBOX | 1M-3HR |  |  | 1- NETWORK PULLBOX | 1M-1HR | 1- NETWORK PULLBOX | 1M-1HR | 1- NETWORK PULLBOX | 1M-.5 HR | 9.5
1-NEW APPLICATION PULLBOX | 1"-20' |  | 2M-1H | POWER CABLE ? | 2M-1H | 1-APPLICATION PULLBOX | 1M-3HR |  |  | 1-APPLICATION PULLBOX | 1M-1HR | 1-APPLICATION PULLBOX | 1M-1HR | 1-APPLICATION PULLBOX | 1M-.5 HR | 9.5
| CONDUIT POWER | CONDUIT CONTROLS | MH | WIRE | MH | DEVICES & EQP. | MH | TESTING | MH | TAG & TERMINATE | MH | GROUNDING & BONDING | MH | LAYOUT | MH
PRINT FOC-203 EQUIPMENT & CONDUIT LAYOUT 34TH STREET 6TH AVE PLATFORM
1-NEW AN.06. BACK BOX & 1" CONDUIT W/ 4 STRAND SMF | 1"-400' | 2M-3D |  | 4 STRAND SMF | 2M-1H | AN.06. BACK BOX | 1M-1HR |  |  | AN.06. BACK BOX | 1M-1HR | AN.06. BACK BOX | 1M-1HR | AN.06. BACK BOX | 1M-.5 HR | 47.5
1-NEW APN PULLBOX & 1" CONDUIT W/ 3#12 TO EDR ABOVE RUP2 | 1"-200' | 2M-1D |  | 3#12 | 2M-1H | 1-PULLBOX | 1M-3HR |  |  | 1-PULLBOX | 1M-1HR | 1-PULLBOX | 1M-1HR | 1-PULLBOX | 1M-.5 HR | 21.5
1-NEW APPLICATION PULLBOX | [5 empty] | 1-PULLBOX | 1M-3HR |  |  | 1-PULLBOX | 1M-1HR | 1-PULLBOX | 1M-1HR | 1-PULLBOX | 1M-.5 HR | 5.5
1-NEW APN.06.1 COLUMN MOUNT | [5 empty] | 1-APN.06.1 | 1M-1HR |  |  | 1-APN.06.1 | 1M-1HR | 1-APN.06.1 | 1M-1HR | 1-APN.06.1 | 1M-.5 HR | 3.5
1-NEW AN.07. TO EXISTING BACK BOX | [5 empty] | 1-NEW AN.07 | 1M-1HR |  |  | 1-NEW AN.07 | 1M-1HR | 1-NEW AN.07 | 1M-1HR | 1-NEW AN.07 | 1M-.5 HR | 3.5
1" CONDUIT FROM (E) AN BOX TO NEW APN PULLBOX W/ NEW 4 STRAND SMF | 1"-50' | 2M-3.5HR |  | 4 STRAND SMF | 2M-1H | 1-NEW APN PULLBOX | 1M-3HR |  |  | 1-NEW APN PULLBOX | 1M-1HR | 1-NEW APN PULLBOX | 1M-1HR | 1-NEW APN PULLBOX | 1M-.5 HR | 14.5
1-NEW APN.07.1 | [5 empty] | 1-NEW APN.07.1 | 1M-1HR |  |  | 1-NEW APN.07.1 | 1M-1HR | 1-NEW APN.07.1 | 1M-1HR | 1-NEW APN.07.1 | 1M-.5 HR | 3.5
1-NEW APPLICATION PULLBOX | [5 empty] | 1-PULLBOX | 1M-3HR |  |  | 1-PULLBOX | 1M-1HR | 1-PULLBOX | 1M-1HR | 1-PULLBOX | 1M-.5 HR | 5.5
| CONDUIT |  | MH | WIRE | MH | DEVICES & EQP. | MH | TESTING | MH | TAG & TERMINATE | MH | GROUNDING & BONDING | MH | LAYOUT | MH
PRINT FOC-204 EQUIPMENT CONDUIT LAYOUT INTERMEDIATE MEZZANINE LEVEL- PRINT FOC-203 | PRINT FOC-203 |  |  | PRINT FOC-203 |  | PRINT FOC-203
| CONDUIT POWER | CONDUIT CONTROLS | MH | WIRE | MH | DEVICES & EQP. | MH | TESTING | MH | TAG & TERMINATE | MH | GROUNDING & BONDING | MH | LAYOUT | MH
PRINT FOC-205 EQUIPMENT CONDUIT LAYOUT COMMUNICATIONS ROOM MR227 | [7 empty] | 1M-.5HR |  | 1M-.5HR
NEW 1" CONDUIT TO EXISTING TRAY & 1 NEW PATCHCORD TO (E) CCTV CABINET FROM (E) AFDP | 1"-50' |  | 2M-3.5HR | 1 NEW PATCHCORD | 2M-1H | [8 empty] | (E) CCTV CABINET | 1M-.5 HR | 10.5
1 NEW PATCHCORD IN INNER DUCT IN TRAY FROM (E) CCTV CABINET TO (E) COMM.JB 227-01 IN (E) CONDUIT |  |  |  | 1 NEW PATCHCORD | 2M-1H | [10 empty] | 2
| CONDUIT POWER | CONDUIT CONTROLS | MH | WIRE | MH | DEVICES & EQP. | MH | TESTING | MH | TAG & TERMINATE | MH | GROUNDING & BONDING | MH | LAYOUT | MH
PRINT FOC-206 ESS CABINET LAYOUT 34TH STREET 6TH AVE MR227
| CONDUIT POWER | CONDUIT CONTROLS | MH | WIRE | MH | DEVICES & EQP. | MH | TESTING | MH | TAG & TERMINATE | MH | GROUNDING & BONDING | MH | LAYOUT | MH
PRINT FOC-207 AFDP WIRING DIAGRAM FROM MR12A TO MR227
| CONDUIT POWER | CONDUIT CONTROLS | MH | WIRE | MH | DEVICES & EQP. | MH | TESTING | MH | TAG & TERMINATE | MH | GROUNDING & BONDING | MH | LAYOUT | MH
PRINT MPT -200 & MPT-001 TO MPT-004
| CONDUIT POWER | CONDUIT CONTROLS | MH | WIRE | MH | DEVICES & EQP. | MH | TESTING | MH | TAG & TERMINATE | MH | GROUNDING & BONDING | MH | LAYOUT | MH
PRINT IC-201 34TH STREET& 6TH AVE STA. EL-209 VENTILATION NTERMED. MEZZ. PLAN -1 ELEC.CON. EQUIP. LAYOUT
ELEV #209 PRINT IC -201- EF-3CP/ EF-MT / EF-T / ELECT.HEATER THERMOSTAT-UH-T EQUIPMENT LAYOUT PRINT E-201 | PRINT E-201 |  |  |  |  | EXH.FAN MANUAL TIMER
| CONDUIT POWER | CONDUIT CONTROLS | MH | WIRE | MH | DEVICES & EQP. | MH | TESTING | MH | TAG & TERMINATE | MH | GROUNDING & BONDING | MH | LAYOUT | MH
PRINT IC-202 34TH STREET& 6TH AVE STATION EL-210 VENTILATI. NORTH END S/B PLAN -1 ELEC.CON. EQUIP. LAYOUT
ELEV #209 PRINT IC -202- EF-3CP/ EF-MT / EF-T / ELECT.HEATER THERMOSTAT-UH-T EQUIPMENT LAYOUT PRINT E-202 | PRINT E-202 |  |  |  |  | EXH.FAN MANUAL TIMER
| CONDUIT POWER | CONDUIT CONTROLS | MH | WIRE | MH | DEVICES & EQP. | MH | TESTING | MH | TAG & TERMINATE | MH | GROUNDING & BONDING | MH | LAYOUT | MH
PRINT IC-203 34TH STREET& 6TH AVE STA. EL-209 VENTILATION NTERMED. MEZZ. PLAN -1 ELEC.CON. EQUIP. LAYOUT
ELEV #210 PRINT IC -203- EF-3CP/ EF-MT / EF-T / ELECT.HEATER THERMOSTAT-UH-T EQUIPMENT LAYOUT PRINT E-203 | PRINT E-203 |  |  |  |  | EXH.FAN MANUAL TIMER
TOTAL 3,487
|  | TOTAL |  | TOTAL |  | TOTAL |  | TOTAL |  | TOTAL
|  | 3/4 CONDUIT -5,590 |  | 1" CONDUIT-890' |  | 1-1/2" CONDUIT-840' |  | 2" CONDUIT-1230' |  | 2-1/2" CONDUIT- 800'
|  | REMOVAL-3/4 CONDUIT -830' |  |  |  | REMOVAL-1-1/2" CONDUIT-950' |  | REMOVAL-400 |  | REMOVAL-400

## Labor Estimate - 34th - Broad
CONTRACT E-34026
34TH HERALD SQUARE STATION BROADWAY LINE (BMT) PRINTS
PRINT A-302 DEMOLITION PLANS -ELEV-211 | CONDUIT POWER | CONDUIT CONTROLS | MH | WIRE | MH | DEVICES & EQP. | MH | TESTING | MH | TAG & TERMINATE | MH | GROUNDING & BONDING | MH | LAYOUT | MH
SURVEY KEY NOTES
NOTE-4-REMOVE HALL STATION INTERCOM & COSTOMER SERVICE CALL BUTTON | [5 empty] | HALL STATION INTERCOM | 2M-1D-14 | [8 empty] | 14
NOTE-9-REMOVE SUBMERSIBLE PUMP- PRINT L-301 | [7 empty] | REMOVE SUBMERSIBLE PUMP | 2M-.5HR | [6 empty] | 1
NOTE-18-REMOVE (EMR) ROOM G12 EQUIPMENT 6 PIECES- WITH ALL DISCIPLINES | [5 empty] | REMOVE EQUIPMENT 6 PIECES | 2M-2D-28 | [8 empty] | 28
| CONDUIT POWER | CONDUIT CONTROLS | MH | WIRE | MH | DEVICES & EQP. | MH | TESTING | MH | TAG & TERMINATE | MH | GROUNDING & BONDING | MH | LAYOUT | MH
PRINT A-303 DEMOLITION PLANS -ELEV-212
SURVEY KEY NOTES | [5 empty] | HALL STATION INTERCOM | 2M-1D-14 | [8 empty] | 14
NOTE-4-REMOVE HALL STATION INTERCOM & COSTOMER SERVICE CALL BUTTON | [7 empty] | REMOVE SUBMERSIBLE PUMP | 2M-.5HR | [6 empty] | 1
NOTE-8-REMOVE SUBMERSIBLE PUMP- PRINT L-301 | [5 empty] | REMOVE EQUIPMENT 6 PIECES | 2M-2D-28 | [8 empty] | 28
NOTE-14-REMOVE (EMR) ROOM G15 EQUIPMENT 7 PIECES- WITH ALL DISCIPLINES
| CONDUIT POWER | CONDUIT CONTROLS | MH | WIRE | MH | DEVICES & EQP. | MH | TESTING | MH | TAG & TERMINATE | MH | GROUNDING & BONDING | MH | LAYOUT | MH
PRINT A-304 CONSTRUCTION PLANS -ELEV-211
SURVEY KEY NOTES
NOTE-4-INSTALL SUMP PUMP / PRINT P-301
NOTE-8- CHECK NEW 4" PAD FOR REQUIRED EQUIPMENT
| CONDUIT POWER | CONDUIT CONTROLS | MH | WIRE | MH | DEVICES & EQP. | MH | TESTING | MH | TAG & TERMINATE | MH | GROUNDING & BONDING | MH | LAYOUT | MH
PRINT A-305 CONSTRUCTION PLANS -ELEV-212
SURVEY KEY NOTES
NOTE-2-INSTALL SUMP PUMP / PRINT P-301
NOTE-6- CHECK NEW 4" PAD FOR REQUIRED EQUIPMENT-(C-1009)
| CONDUIT POWER | CONDUIT CONTROLS | MH | WIRE | MH | DEVICES & EQP. | MH | TESTING | MH | TAG & TERMINATE | MH | GROUNDING & BONDING | MH | LAYOUT | MH
PRINT A-306 HOISTWAY PLANS & EMR -ELEV-211 &212
SURVEY KEY NOTES
| CONDUIT POWER | CONDUIT CONTROLS | MH | WIRE | MH | DEVICES & EQP. | MH | TESTING | MH | TAG & TERMINATE | MH | GROUNDING & BONDING | MH | LAYOUT | MH
PRINT A-307 HOISTWAY SECTION -ELEV-211
SURVEY KEY NOTES
3- MAINTAIN AND PROTECT EXIST. ELECTRICAL PANELS | [5 empty] | ELECTRICAL PANEL | 1M-7HRS | [8 empty] | 7
| CONDUIT POWER | CONDUIT CONTROLS | MH | WIRE | MH | DEVICES & EQP. | MH | TESTING | MH | TAG & TERMINATE | MH | GROUNDING & BONDING | MH | LAYOUT | MH
PRINT A-308 HOISTWAY SECTION -ELEV-212
SURVEY KEY NOTES
2-PROVIDE NEW SUMP PUMP | [5 empty] | SUMP PUMP
| CONDUIT POWER | CONDUIT CONTROLS | MH | WIRE | MH | DEVICES & EQP. | MH | TESTING | MH | TAG & TERMINATE | MH | GROUNDING & BONDING | MH | LAYOUT | MH
PRINT A-309 CAB PLANS AND ELEVATORS -ELEV-211
11- MAINTAIN AND PROTECT EXIST. ELECTRICAL PANELS | [5 empty] | ELECTRICAL PANEL | 1M-7HRS | [8 empty] | 7
PRINT A-310 BROADWAY LINE (BMT) ELEV-212 PROPOSED ELEVATORS
| CONDUIT POWER | CONDUIT CONTROLS | MH | WIRE | MH | DEVICES & EQP. | MH | TESTING | MH | TAG & TERMINATE | MH | GROUNDING & BONDING | MH | LAYOUT | MH
PRINT A-311 BROADWAY LINE (BMT) CAB PLANS AND ELEVATIONS -ELEV-211
NOTE-1-RECESSED LED LIGHT FIXTURES | 3/4" 100FT |  | 2M-1D-14 |  |  | 2-LED LIGHT FIXTURES |  | 2-LED LIGHT FIXTURES | 2M-1/2HR | 2-LED LIGHT FIXTURES | 1M-1/2HR |  |  | 2-LED LIGHT FIXTURES | 1M-.5 HR | 16
NOTE-2-SURFACE MOUNTED CCTV CAMERA W/DOME-FINAL LOCATION BY COMM | 3/4" 100FT |  | 2M-1D-14 |  |  | 1-CCTV CAMERA |  | 1-CCTV CAMERA | 2M-1/2HR | 1-CCTV CAMERA | 1M-1/2HR |  |  | 1-CCTV CAMERA | 1M-.5 HR | 16
3-EXHAUST FAN W/ST STL HOUSING | 3/4" 100FT |  | 2M-2D-28 |  |  | 1-EXHAUST FAN |  | 1-EXHAUST FAN | 2M-1/2HR | 1-EXHAUST FAN | 1M-1/2HR |  |  | 1-EXHAUST FAN | 1M-.5 HR | 30
| CONDUIT POWER | CONDUIT CONTROLS | MH | WIRE | MH | DEVICES & EQP. | MH | TESTING | MH | TAG & TERMINATE | MH | GROUNDING & BONDING | MH | LAYOUT | MH
PRINT A-312 BROADWAY LINE (BMT) CAB PLANS AND ELEVATIONS -ELEV-212
1-RECESSED LED LIGHT FIXTURES | 3/4" 100FT |  | 2M-1D-14 |  |  | 2-LED LIGHT FIXTURES |  | 2-LED LIGHT FIXTURES | 2M-1/2HR | 2-LED LIGHT FIXTURES | 1M-1/2HR |  |  | 2-LED LIGHT FIXTURES | 1M-.5 HR | 16
2-SURFACE MOUNTED CCTV CAMERA W/DOME-FINAL LOCATION BY COMM | 3/4" 100FT |  | 2M-1D-14 |  |  | 1-CCTV CAMERA |  | 1-CCTV CAMERA | 2M-1/2HR | 1-CCTV CAMERA | 1M-1/2HR |  |  | 1-CCTV CAMERA | 1M-.5 HR | 16
3-EXHAUST FAN W/ST STL HOUSING | 3/4" 100FT |  | 2M-2D-28 |  |  | 1-EXHAUST FAN |  | 1-EXHAUST FAN | 2M-1/2HR | 1-EXHAUST FAN | 1M-1/2HR |  |  | 1-EXHAUST FAN | 1M-.5 HR | 30
| CONDUIT POWER | CONDUIT CONTROLS | MH | WIRE | MH | DEVICES & EQP. | MH | TESTING | MH | TAG & TERMINATE | MH | GROUNDING & BONDING | MH | LAYOUT | MH
PRINT A-313 BROADWAY LINE (BMT) ELEV.DETAILS 1 OF 2
| CONDUIT POWER | CONDUIT CONTROLS | MH | WIRE | MH | DEVICES & EQP. | MH | TESTING | MH | TAG & TERMINATE | MH | GROUNDING & BONDING | MH | LAYOUT | MH
PRINT A-314 BROADWAY LINE (BMT) ELEV.DETAILS 2 OF 2
| CONDUIT POWER | CONDUIT CONTROLS | MH | WIRE | MH | DEVICES & EQP. | MH | TESTING | MH | TAG & TERMINATE | MH | GROUNDING & BONDING | MH | LAYOUT | MH
PRINT A-315 BROADWAY LINE (BMT) ELEV. 211 & 212 PROPOSED EMR ELEVATIONS
| CONDUIT POWER | CONDUIT CONTROLS | MH | WIRE | MH | DEVICES & EQP. | MH | TESTING | MH | TAG & TERMINATE | MH | GROUNDING & BONDING | MH | LAYOUT | MH
PRINT C-300 TO C-306 BROADWAY LINE (BMT) ELEV. CONSTRUCTION
| CONDUIT POWER | CONDUIT CONTROLS | MH | WIRE | MH | DEVICES & EQP. | MH | TESTING | MH | TAG & TERMINATE | MH | GROUNDING & BONDING | MH | LAYOUT | MH
PRINT E-301 BROADWAY STATION EL-211 ELEVATOR PLATFORM PLART PLAN-1
EMR #1 INSTALL NEW / PRINT H-301
1-EXHAUST FAN CONTROL PANEL / PRINT H-301 | 3/4" -50FT | 3/4" -50FT | 2M-1D-14 | 170FT | 2MEN -1 HRS | EXHAUST FAN. CON. PNL | 2MEN 3HRS | EXHAUST FAN. CON. PNL | 2MEN -2HRS | EXHAUST FAN. CON. PNL | 1M-4HRS | EXHAUST FAN. CON. PNL | 1M-2HRS | EXHAUST FAN. CON. PNL | 1M-.5 HR | 31.5
1-EXHAUST FAN / PRINT H-301 | 3/4" -50FT | 3/4" -50FT | 2M-1D-14 | 170FT | 2MEN -1 HRS | EXHAUST FAN. | 1MAN 1HR |  |  | EXHAUST FAN. | 1M-1/2 HR | EXHAUST FAN. |  | EXHAUST FAN. | 1M-.5 HR | 31.5
1-EXHAUST FAN THERMOSTAT / PRINT H-301 | 3/4" -50FT | 3/4" -50FT | 2M-1D-14 | 170FT | 2MEN -1 HRS | EXHAUST FAN. THERM | 1MAN 1HR |  |  | EXHAUST FAN. THERM | 1M-1/2 HR | EXHAUST FAN. THERM |  | EXHAUST FAN. THERM | 1M-.5 HR | 31.5
1-EXHAUST FAN TIGHT TO THE CEILING / PRINT H-301 | 3/4" -50FT | 3/4" -50FT | 2M-1D-14 | 170FT | 2MEN -1 HRS | EXHAUST FAN. | 1MAN 1HR |  |  | EXHAUST FAN. | 1M-1/2 HR | EXHAUST FAN. |  | EXHAUST FAN. | 1M-.5 HR | 31.5
1-OIL COOLER FAN / PRINT H-301 | [5 empty] | OIL COOLER FAN
1-OIL COOLER PUMP | [5 empty] | OIL COOLER PUMP
1-TELEPHONE | 3/4" -50FT | 3/4" -50FT | 2M-1D-14 | 70FT | 2MEN -1 HRS | TELEPHONE | 1MAN 1HR | TELEPHONE | 1M-.5 HR | TELEPHONE | 1M-1/2 HR | TELEPHONE |  | TELEPHONE | 1M-.5 HR | 32.5
1-TTB CABINET | 400' - 2-1/2 |  | 2M-4D-56 | 420' | 2M-1D-14 | TTB CABINET | 2MEN 3HRS | TTB CABINET | 2M-1HR-2HRS | TTB CABINET | 1M-4HRS | TTB CABINET | 1M-2HRS | TTB CABINET | 1M-.5 HR | 84.5
1-DATA CABINET | 400' - 2" |  | 2M-4D-56 | 420' | 2M-1D-14 | DATA CABINET | 2MEN 3HRS | DATA CABINET | 2M-1HR-2HRS | DATA CABINET | 1M-4HRS | DATA CABINET | 1M-2HRS | DATA CABINET | 1M-.5 HR | 84.5
1-QUADRUPLE DATA PORTS | 3/4" -50FT |  | 2M-3HR-6 | 70FT | 2MEN -1 HRS | QUADRUPLE DATA PORTS |  | QUADRUPLE DATA PORTS | 2M-1HR-2HRS | QUADRUPLE DATA PORTS | 1M-4HRS | QUADRUPLE DATA PORTS | 1M-2HRS | QUADRUPLE DATA PORTS | 1M-.5 HR | 24
1-ELEVATOR CONTROLLER | [5 empty] | ELEVATOR CONTROLLER
1-ELECTRIC HEATER / PRINT H-301 / L-303 | L-303 |  |  | L-303 |  | L-303
1-ELECTRIC HEATER THERMOSTAT / PRINT H-301 | 3/4" -50FT | 3/4" -50FT | 2M-1D-14 | 170FT | 2MEN -1 HRS | ELECTRIC HEATER THERM | 1MAN 1HR |  |  | EXHAUST FAN. THERM | 1M-1/2 HR | EXHAUST FAN. THERM |  | EXHAUST FAN. THERM | 1M-.5 HR | 31.5
1-F.A. MODULE / HORN & STROBE | 3/4" -100FT | 3/4" -100FT | 2M-2D-28 | 220FT | 2MEN -1 HRS | HORN & STROBE | 1MAN 1HR | HORN & STROBE | 2MEN -1 HRS | HORN & STROBE | 2MEN -1 HRS | HORN & STROBE |  | HORN & STROBE | 1M-.5 HR | 35
1-LIGHTING PANEL / L-303 | L-303 |  |  | L-303 |  | L-303
1-ELEVATOR DISCONNECT SW / L-303/ L-302
1-HEAT TRACE PANEL ? I ONLY SAW THE THE WIRE FROM THE POWER UNIT
1-POWER UNIT | [5 empty] | POWER UNIT
| CONDUIT POWER | CONDUIT CONTROLS | MH | WIRE | MH | DEVICES & EQP. | MH | TESTING | MH | TAG & TERMINATE | MH | GROUNDING & BONDING | MH | LAYOUT | MH
PRINT E-301 BROADWAY STATION EL-211 ELEVATOR PLATFORM PLART PLAN-1 | 0
EMR #1 INSTALL NEW / PRINT H-301 (MODIFIED SCRUBBER ROOM/MODIFIED REFUSE ROOM/TTB ROOM)
1-TTB CABINET | 400' - 2-1/2 |  | 2M-4D-56 | 420' | 2M-1D-14 | TTB CABINET | 2MEN 3HRS | TTB CABINET | 2M-1HR-2HRS | TTB CABINET | 1M-4HRS | TTB CABINET | 1M-2HRS | TTB CABINET | 1M-.5 HR | 84.5
1-DISTRIBUTION BOARD-211 & 212- L-302 | L-303 |  |  | L-303 |  | L-303
2-TRANSFORMER / L-303 | L-303 |  |  | L-303 |  | L-303
1-EXHAUST FAN / PRINT H-301 | 3/4" -50FT | 3/4" -50FT | 2M-1D-14 | 170FT | 2MEN -1 HRS | EXHAUST FAN. CON. PNL | 2MEN 3HRS | EXHAUST FAN. CON. PNL | 2MEN -2HRS | EXHAUST FAN. CON. PNL | 1M-4HRS | EXHAUST FAN. CON. PNL | 1M-2HRS | EXHAUST FAN. CON. PNL | 1M-.5 HR | 31.5
1-EXHAUST FAN / PRINT H-301 | 3/4" -50FT | 3/4" -50FT | 2M-1D-14 | 170FT | 2MEN -1 HRS | EXHAUST FAN. | 1MAN 1HR |  |  | EXHAUST FAN. | 1M-1/2 HR | EXHAUST FAN. |  | EXHAUST FAN. | 1M-.5 HR | 31.5
2-EXHAUST FAN THERMOSTAT / PRINT H-301 | 3/4" -50FT | 3/4" -50FT | 2M-1D-14 | 170FT | 2MEN -1 HRS | EXHAUST FAN. THERM | 1MAN 1HR |  |  | EXHAUST FAN. THERM | 1M-1/2 HR | EXHAUST FAN. THERM |  | EXHAUST FAN. THERM | 1M-.5 HR | 31.5
1-EXHAUST FAN TIGHT TO THE CEILING / PRINT H-301 | 3/4" -50FT | 3/4" -50FT | 2M-1D-14 | 170FT | 2MEN -1 HRS | EXHAUST FAN. | 1MAN 1HR |  |  | EXHAUST FAN. | 1M-1/2 HR | EXHAUST FAN. |  | EXHAUST FAN. | 1M-.5 HR | 31.5
2-ELECTRIC HEATER THERMOSTAT / PRINT H-301 | 3/4" -50FT | 3/4" -50FT | 2M-1D-14 | 170FT | 2MEN -1 HRS | ELECTRIC HEATER THERM | 1MAN 1HR |  |  | EXHAUST FAN. THERM | 1M-1/2 HR | EXHAUST FAN. THERM |  | EXHAUST FAN. THERM | 1M-.5 HR | 31.5
| CONDUIT POWER | CONDUIT CONTROLS | MH | WIRE | MH | DEVICES & EQP. | MH | TESTING | MH | TAG & TERMINATE | MH | GROUNDING & BONDING | MH | LAYOUT | MH
PRINT E-302 BROADWAY STATION EL-212 ELEVATOR PLATFORM PLART PLAN-1
EMR #1 INSTALL NEW / PRINT H-301
1-EXHAUST FAN CONTROL PANEL / PRINT H-301 | 3/4" -50FT | 3/4" -50FT | 2M-1D-14 | 170FT | 2MEN -1 HRS | EXHAUST FAN. CON. PNL | 2MEN 3HRS | EXHAUST FAN. CON. PNL | 2MEN -2HRS | EXHAUST FAN. CON. PNL | 1M-4HRS | EXHAUST FAN. CON. PNL | 1M-2HRS | EXHAUST FAN. CON. PNL | 1M-.5 HR | 31.5
1-EXHAUST FAN / PRINT H-301 | 3/4" -50FT | 3/4" -50FT | 2M-1D-14 | 170FT | 2MEN -1 HRS | EXHAUST FAN. | 1MAN 1HR |  |  | EXHAUST FAN. | 1M-1/2 HR | EXHAUST FAN. |  | EXHAUST FAN. | 1M-.5 HR | 31.5
1-EXHAUST FAN THERMOSTAT / PRINT H-301 | 3/4" -50FT | 3/4" -50FT | 2M-1D-14 | 170FT | 2MEN -1 HRS | EXHAUST FAN. THERM | 1MAN 1HR |  |  | EXHAUST FAN. THERM | 1M-1/2 HR | EXHAUST FAN. THERM |  | EXHAUST FAN. THERM | 1M-.5 HR | 31.5
1-EXHAUST FAN TIGHT TO THE CEILING / PRINT H-301 | 3/4" -50FT | 3/4" -50FT | 2M-1D-14 | 170FT | 2MEN -1 HRS | EXHAUST FAN. | 1MAN 1HR |  |  | EXHAUST FAN. | 1M-1/2 HR | EXHAUST FAN. |  | EXHAUST FAN. | 1M-.5 HR | 31.5
1-OIL COOLER FAN / PRINT H-301 | [5 empty] | OIL COOLER FAN
1-OIL COOLER PUMP | [5 empty] | OIL COOLER PUMP
1-TELEPHONE | 3/4" -50FT | 3/4" -50FT | 2M-1D-14 | 70FT | 2MEN -1 HRS | TELEPHONE | 1MAN 1HR | TELEPHONE | 1M-.5 HR | TELEPHONE | 1M-1/2 HR | TELEPHONE |  | TELEPHONE | 1M-.5 HR | 32.5
1-TTB CABINET | 700' - 2-1/2 |  | 2M-4D-56 | 420' | 2M-1D-14 | TTB CABINET | 2MEN 3HRS | TTB CABINET | 2M-1HR-2HRS | TTB CABINET | 1M-4HRS | TTB CABINET | 1M-2HRS | TTB CABINET | 1M-.5 HR | 84.5
1-DATA CABINET | 400' - 2" |  | 2M-4D-56 | 420' | 2M-1D-14 | DATA CABINET | 2MEN 3HRS | DATA CABINET | 2M-1HR-2HRS | DATA CABINET | 1M-4HRS | DATA CABINET | 1M-2HRS | DATA CABINET | 1M-.5 HR | 84.5
1-QUADRUPLE DATA PORTS | 3/4" -50FT |  | 2M-3HR-6 | 70FT | 2MEN -1 HRS | QUADRUPLE DATA PORTS |  | QUADRUPLE DATA PORTS | 2M-1HR-2HRS | QUADRUPLE DATA PORTS | 1M-4HRS | QUADRUPLE DATA PORTS | 1M-2HRS | QUADRUPLE DATA PORTS | 1M-.5 HR | 24
1-ELEVATOR CONTROLLER | [5 empty] | ELEVATOR CONTROLLER
1-ELECTRIC HEATER / PRINT H-301 / L-303 | L-303 |  |  | L-303 |  | L-303
1-ELECTRIC HEATER THERMOSTAT / PRINT H-301 | 3/4" -50FT | 3/4" -50FT | 2M-1D-14 | 170FT | 2MEN -1 HRS | ELECTRIC HEATER THERM | 1MAN 1HR |  |  | EXHAUST FAN. THERM | 1M-1/2 HR | EXHAUST FAN. THERM |  | EXHAUST FAN. THERM | 1M-.5 HR | 31.5
1-F.A. MODULE / HORN & STROBE | 3/4" -100FT | 3/4" -100FT | 2M-2D-28 | 220FT | 2MEN -1 HRS | HORN & STROBE | 1MAN 1HR | HORN & STROBE | 2MEN -1 HRS | HORN & STROBE | 2MEN -1 HRS | HORN & STROBE |  | HORN & STROBE | 1M-.5 HR | 35
1-LIGHTING PANEL / L-303 | L-303 |  |  | L-303 |  | L-303
1-ELEVATOR DISCONNECT SW / L-303/ L-302
1-HEAT TRACE PANEL ? I ONLY SAW THE THE WIRE FROM THE POWER UNIT
1-POWER UNIT | [5 empty] | POWER UNIT
| CONDUIT POWER | CONDUIT CONTROLS | MH | WIRE | MH | DEVICES & EQP. | MH | TESTING | MH | TAG & TERMINATE | MH | GROUNDING & BONDING | MH | LAYOUT | MH
PRINT L-300 34th STREEtT /BWY LINE MACHINE ROOM EL-211& EL212 ELECTRICAL REMOVAL PLAN
EL211 -1 SW IN ROOM 2-FIXTURES 5-OTHER PIECES- WITH ALL DISCIPLINES | L-301 |  |  | L-301 |  | L-301
EL211 -PIT 1SW AND LIGHT | L-301 |  |  | L-301 |  | L-301
EL212-1 SW IN ROOM 2-FIXTURES 5-OTHER PIECES- WITH ALL DISCIPLINES | L-301 |  |  | L-301 |  | L-301
EL212 -PIT 1SW AND LIGHT | L-301 |  |  | L-301 |  | L-301
| CONDUIT POWER | CONDUIT CONTROLS | MH | WIRE | MH | DEVICES & EQP. | MH | TESTING | MH | TAG & TERMINATE | MH | GROUNDING & BONDING | MH | LAYOUT | MH
PRINT L-301 34th STREET ELEVATOR EL211 & EL212 POWER REMOVELS ONE LINE DIAGRAM
EL211 -FEED FROM ROOM ELEC.RM 21 LOCATED ON THE RAMP OF THE IND NORTH END LOW-MEZ | 1-1/2"- FEED-500FT |  | 2M-3D-42 | 3-#2-FEED |  |  |  | OLD FEEDERS | 2MEN -2HRS | OLD FEEDERS |  | OLD FEEDERS |  | OLD FEEDERS |  | 46
1-PULL BOX | 1-1/2"- FEED-30FT |  | 2M-2HR-4 | 3-#2-FEED |  | PULL BOX | 2MEN 3HRS | PULL BOX |  | PULL BOX |  | PULL BOX |  | PULL BOX |  | 4
1-100A FUSED DISCONNECT | 1-1/2"- FEED-30FT |  | 2M-2HR-4 | 3-#2-FEED |  | 100A FUSED DIS | 2MEN 3HRS | 100A FUSED DIS |  | 100A FUSED DIS |  | 100A FUSED DIS |  | 100A FUSED DIS |  | 8
1-100A DISCONNECT | 1-1/2"- FEED-30FT |  | 2M-2HR-4 | 3-#2-FEED |  | 100A DIS | 2MEN 3HRS | 100A DIS |  | 100A DIS |  | 100A DIS |  | 100A DIS |  | 8
1-15KV TRANSFORMER | 1-1/2"- FEED-30FT |  | 2M-2HR-4 | 3-#2-FEED |  | 15KV TRANS | 2MEN 3HRS | 15KV TRANS |  | 15KV TRANS |  | 15KV TRANS |  | 15KV TRANS |  | 8
1-REMOVE SUMP PUMP | 2"- FEED-30FT |  | 2M-2HR-4 | 3-#2-FEED |  | SUMP-PUMP |  | SUMP-PUMP |  | SUMP-PUMP |  | SUMP-PUMP |  | SUMP-PUMP |  | 8
1-PANEL ER3 | 1-1/2"- FEED-30FT |  | 2M-2HR-4 | 3-#2-FEED |  | PNL-ER3 | 2MEN 3HRS | PNL-ER1 |  | PNL-ER1 |  | PNL-ER1 |  | PNL-ER1 |  | 8
| CONDUIT POWER | CONDUIT CONTROLS | MH | WIRE | MH | DEVICES & EQP. | MH | TESTING | MH | TAG & TERMINATE | MH | GROUNDING & BONDING | MH | LAYOUT | MH
PRINT L-301 34th STREET ELEVATOR EL211 & EL212 POWER REMOVELS ONE LINE DIAGRAM
EL212 -FEED FROM ROOM ELEC.RM 21 LOCATED ON THE RAMP OF THE IND NORTH END LOW-MEZ | 1-1/2"- FEED-500FT |  | 2M-3D-42 | 3-#2-FEED |  |  |  | OLD FEEDERS | 2MEN -2HRS | OLD FEEDERS |  | OLD FEEDERS |  | OLD FEEDERS |  | 46
1-PULL BOX | 1-1/2"- FEED-30FT |  | 2M-2HR-4 | 3-#2-FEED |  | PULL BOX | 2MEN 3HRS | PULL BOX |  | PULL BOX |  | PULL BOX |  | PULL BOX |  | 4
1-100A FUSED DISCONNECT | 1-1/2"- FEED-30FT |  | 2M-2HR-4 | 3-#2-FEED |  | 100A FUSED DIS | 2MEN 3HRS | 100A FUSED DIS |  | 100A FUSED DIS |  | 100A FUSED DIS |  | 100A FUSED DIS |  | 8
1-100A DISCONNECT | 1-1/2"- FEED-30FT |  | 2M-2HR-4 | 3-#2-FEED |  | 100A DIS | 2MEN 3HRS | 100A DIS |  | 100A DIS |  | 100A DIS |  | 100A DIS |  | 8
1-15KV TRANSFORMER | 1-1/2"- FEED-30FT |  | 2M-2HR-4 | 3-#2-FEED |  | 15KV TRANS | 2MEN 3HRS | 15KV TRANS |  | 15KV TRANS |  | 15KV TRANS |  | 15KV TRANS |  | 8
1-REMOVE SUMP PUMP | 2"- FEED-30FT |  | 2M-2HR-4 | 3-#2-FEED |  | SUMP-PUMP |  | SUMP-PUMP |  | SUMP-PUMP |  | SUMP-PUMP |  | SUMP-PUMP |  | 8
1-PANEL ER3 | 1-1/2"- FEED-30FT |  | 2M-2HR-4 | 3-#2-FEED |  | PNL-ER3 | 2MEN 3HRS | PNL-ER1 |  | PNL-ER1 |  | PNL-ER1 |  | PNL-ER1 |  | 8
| CONDUIT POWER | CONDUIT CONTROLS | MH | WIRE | MH | DEVICES & EQP. | MH | TESTING | MH | TAG & TERMINATE | MH | GROUNDING & BONDING | MH | LAYOUT | MH
PRINT L-302 34th STREET STATION BRWAY EL211 & EL212NEW POWER ONE LINE DIAGRAM
EL209 NEW FEED FROM ROOM ELEC.RM 21 LOCATED ON THE RAMP OF THE IND NORTH END LOW-MEZ | 2"- 250 FT / 250ft 1-1/2" |  | 2M-4D-56HRS | 4-2/0 & 1-#6-210FT | 2M-2-HRS | TO THE DBEL | 2MEN 3HRS | TO THE DBEL | 2MEN -1HR | TO THE DBEL | 1M-1HR | TO THE DBEL | 1M-2HRS | TO THE DBEL | 1M-.5 HR | 71.5
1-DBEL-(DISTRIBUTION BOARD ELEV) 480/277V | [5 empty] | 1-DBEL |  | 1-DBEL |  | 1-DBEL |  | 1-DBEL |  | 1-DBEL
1-100A DISCONNECT | 1"-30FT |  | 2M-3HRS-6 | 3-#2 & 1-#8 | 2M-2-HRS | FROM DBEL TO 100A DISC | 2MEN 3HRS | FROM DBEL TO 100A DISC | 2MEN -1HR | FROM DBEL TO 100A DISC | 1M-1HR | FROM DBEL TO 100A DISC | 1M-2HRS | FROM DBEL TO 100A DISC | 1M-.5 HR | 21.5
1-30 HP SUMP PUMP | 1"-100FT |  | 2M-1D-14 | 3-#2 & 1-#8 | 2M-2-HRS | SUMP PUMP | 2MEN 3HRS | SUMP PUMP | 2MEN -1HR | SUMP PUMP | 1M-1HR | SUMP PUMP | 1M-2HRS | SUMP PUMP | 1M-.5 HR | 29.5
1-30KVA TRANSFORMER- 480-208/120V | 1"-30FT |  | 2M-3HRS-6 | 3-#6 & 1-#8 | 2M-2-HRS | FROM DBEL TO XFMR | 2MEN 3HRS | FROM DBEL TO XFMR | 2MEN -1HR | FROM DBEL TO XFMR | 1M-1HR | FROM DBEL TO XFMR | 1M-2HRS | FROM DBEL TO XFMR | 1M-.5 HR | 21.5
1-LPE209 | 1-1/2"-30FT |  | 2M-3HRS-6 | 4-#2 & 1-#6 | 2M-2-HRS | FROM XFMR TO LPE209 | 2MEN 3HRS | FROM XFMR TO LPE209 | 2MEN -1HR | FROM XFMR TO LPE209 | 1M-1HR | FROM XFMR TO LPE209 | 1M-2HRS | FROM XFMR TO LPE209 | 1M-.5 HR | 21.5
| CONDUIT POWER | CONDUIT CONTROLS | MH | WIRE | MH | DEVICES & EQP. | MH | TESTING | MH | DEVICES & EQP. | MH | DEVICES & EQP. | MH | DEVICES & EQP. | MH
PRINT L-302 34th STREET STATION BRWAY EL211 & EL212NEW POWER ONE LINE DIAGRAM
EL210 NEW FEED FROM ROOM ELEC.RM 21 LOCATED ON THE RAMP OF THE IND NORTH END LOW-MEZ | 2"- 250 FT / 250ft 1-1/2" |  | 2M-4D-56HRS | 4-2/0 & 1-#6-210FT | 2M-2-HRS | TO THE DBEL | 2MEN 3HRS | TO THE DBEL | 2MEN -1HR | TO THE DBEL | 1M-1HR | TO THE DBEL | 1M-2HRS | TO THE DBEL | 1M-.5 HR | 71.5
1-DBEL-(DISTRIBUTION BOARD ELEV) 480/277V | [5 empty] | 1-DBEL
1-100A DISCONNECT | 1"-30FT |  | 2M-3HRS-6 | 3-#2 & 1-#8 | 2M-2-HRS | FROM DBEL TO 100A DISC | 2MEN 3HRS | FROM DBEL TO 100A DISC | 2MEN -1HR | FROM DBEL TO 100A DISC | 1M-1HR | FROM DBEL TO 100A DISC | 1M-2HRS | FROM DBEL TO 100A DISC | 1M-.5 HR | 21.5
1-30 HP SUMP PUMP | 1"-100FT |  | 2M-1D-14 | 3-#2 & 1-#8 | 2M-2-HRS | SUMP PUMP | 2MEN 3HRS | SUMP PUMP | 2MEN -1HR | SUMP PUMP | 1M-1HR | SUMP PUMP | 1M-2HRS | SUMP PUMP | 1M-.5 HR | 29.5
1-30KVA TRANSFORMER- 480-208/120V | 1"-30FT |  | 2M-3HRS-6 | 3-#6 & 1-#8 | 2M-2-HRS | FROM DBEL TO XFMR | 2MEN 3HRS | FROM DBEL TO XFMR | 2MEN -1HR | FROM DBEL TO XFMR | 1M-1HR | FROM DBEL TO XFMR | 1M-2HRS | FROM DBEL TO XFMR | 1M-.5 HR | 21.5
1-LPE210 | 1-1/2"-30FT |  | 2M-3HRS-6 | 4-#2 & 1-#6 | 2M-2-HRS | FROM XFMR TO LPE209 | 2MEN 3HRS | FROM XFMR TO LPE209 | 2MEN -1HR | FROM XFMR TO LPE209 | 1M-1HR | FROM XFMR TO LPE209 | 1M-2HRS | FROM XFMR TO LPE209 | 1M-.5 HR | 21.5
| CONDUIT POWER | CONDUIT CONTROLS | MH | WIRE | MH | DEVICES & EQP. | MH | TESTING | MH | TAG & TERMINATE | MH | GROUNDING & BONDING | MH | LAYOUT | MH
PRINT L-303 34th STREET STATION BRWAY EL211 & EL212 NEW POWER PLAN
EL-211 NEW POWER PLAN
1-ELECTRIC HEATER / PRINT H-201 / L-203 | 1"-30FT |  | 2M-3.5 HRS-7 | 3-#10 | 2M-.1HR-2 | 1-ELECTRIC HEATER | 1M-1HR | TESTING | 2M-.5HR | 1-ELECTRIC HEATER | 1M-1HR | 1-ELECTRIC HEATER | 1M-.5 HR | 1-ELECTRIC HEATER | 1M-.5 HR | 12.5
1-LIGHTING PANEL LPE209/ L-302 | L-302 |  |  | L-302 |  | L-302
1-TRANSFORMER / L-302 | L-302 |  |  | L-302 |  | L-302
1-DISTRIBUTION BOARD/ L-302 | L-302 |  |  | L-302 |  | L-302
1-ELEVATOR DISCONNECT SW / L-302 | L-302 |  |  | L-302 |  | L-302
2-RECEPTACLES | 3/4"-30FT |  | 2M-3.5 HRS-7 | 7-#12 | 2M-2-HRS | 3-RECEPTACLES | 1-M-2HRS | 3-RECEPTACLES | 2M-.5-1HR | 3-RECEPTACLES | 1M-1HR | 3-RECEPTACLES |  | 3-RECEPTACLES | 1M-.5 HR | 12.5
| CONDUIT POWER | CONDUIT CONTROLS | MH | WIRE | MH | DEVICES & EQP. | MH | TESTING | MH | TAG & TERMINATE | MH | GROUNDING & BONDING | MH | LAYOUT | MH
PRINT L-303 34th STREET STATION BRWAY EL211 & EL212NEW POWER PLAN
EL-212 NEW POWER PLAN
1-ELECTRIC HEATER / PRINT H-201 / L-203 | 1"-30FT |  | 2M-3.5 HRS-7 | 3-#10 | 2M-.1HR-2 | 1-ELECTRIC HEATER | 1M-1HR | TESTING | 2M-.5HR | 1-ELECTRIC HEATER | 1M-1HR | 1-ELECTRIC HEATER | 1M-.5 HR | 1-ELECTRIC HEATER | 1M-.5 HR | 12.5
1-LIGHTING PANEL LPE209/ L-302 | L-302 |  |  | L-302 |  | L-302
1-TRANSFORMER / L-302 | L-302 |  |  | L-302 |  | L-302
1-DISTRIBUTION BOARD/ L-302 | L-302 |  |  | L-302 |  | L-302
1-ELEVATOR DISCONNECT SW / L-302 | L-302 |  |  | L-302 |  | L-302
2-RECEPTACLES | 3/4"-30FT |  | 2M-3.5 HRS-7 | 7-#12 | 2M-2-HRS | 3-RECEPTACLES | 1-M-2HRS | 3-RECEPTACLES | 2M-.5-1HR | 3-RECEPTACLES | 1M-1HR | 3-RECEPTACLES |  | 3-RECEPTACLES | 1M-.5 HR | 12.5
| CONDUIT POWER | CONDUIT CONTROLS | MH | WIRE | MH | DEVICES & EQP. | MH | TESTING | MH | TAG & TERMINATE | MH | GROUNDING & BONDING | MH | LAYOUT | MH
PRINT L-304 34th STREET STATION BRWAY EL211 & EL212 LIGHTING LAYOUT
EL211 NEW LIGHTING LAYOUT
2-SWITCH AND 3 FIXTURES | 3/4"-100FT |  | 2M-1D-14HRS | 7-#12 | 2M-3.5-HRS | 2-SWITCH AND 3 FIXTURES | 1M-7-HRS | 2-SWITCH AND 3 FIXTURES | 2M-1-1HR | 2-SWITCH AND 3 FIXTURES | 1M-3-HR | 2-SWITCH AND 3 FIXTURES |  | 2-SWITCH AND 3 FIXTURES | 1M-.5 HR | 33.5
EL209 NEW PIT LIGHTING LAYOUT | CONDUIT POWER | CONDUIT CONTROLS | MH | WIRE | MH | DEVICES & EQP. | MH | TESTING | MH | TAG & TERMINATE | MH | GROUNDING & BONDING | MH | LAYOUT | MH
1-SWITCH AND 2 FIXTURES | 3/4"-150FT |  | 2M-1D-14HRS | 7-#12 | 2M-3.5-HRS | 1-SWITCH AND 2 FIXTURES | 1M-4-HRS | 1-SWITCH AND 2 FIXTURES | 2M-1-1HR | 1-SWITCH AND 2 FIXTURES | 1M-2-HR | 1-SWITCH AND 2 FIXTURES |  | 1-SWITCH AND 2 FIXTURES | 1M-.5 HR | 33.5
| CONDUIT POWER | CONDUIT CONTROLS | MH | WIRE | MH | DEVICES & EQP. | MH | TESTING | MH | TAG & TERMINATE | MH | GROUNDING & BONDING | MH | LAYOUT | MH
PRINT L-304 34th STREET STATION BRWAY EL211 & EL212 LIGHTING LAYOUT
EL212 NEW LIGHTING LAYOUT
2-SWITCH AND 3 FIXT+A178:Q178URES | 3/4"-100FT |  | 2M-1D-14HRS | 7-#12 | 2M-3.5-HRS | 2-SWITCH AND 3 FIXTURES | 1M-7-HRS | 2-SWITCH AND 3 FIXTURES | 2M-1-1HR | 2-SWITCH AND 3 FIXTURES | 1M-3-HR | 2-SWITCH AND 3 FIXTURES |  | 2-SWITCH AND 3 FIXTURES | 1M-.5 HR | 33.5
EL209 NEW PIT LIGHTING LAYOUT | CONDUIT POWER | CONDUIT CONTROLS | MH | WIRE | MH | DEVICES & EQP. | MH | TESTING | MH | TAG & TERMINATE | MH | GROUNDING & BONDING | MH | LAYOUT | MH
1-SWITCH AND 2 FIXTURES | 3/4"-150FT |  | 2M-1D-14HRS | 7-#12 | 2M-3.5-HRS | 1-SWITCH AND 2 FIXTURES | 1M-4-HRS | 1-SWITCH AND 2 FIXTURES | 2M-1-1HR | 1-SWITCH AND 2 FIXTURES | 1M-2-HR | 1-SWITCH AND 2 FIXTURES |  | 1-SWITCH AND 2 FIXTURES | 1M-.5 HR | 33.5
| CONDUIT POWER | CONDUIT CONTROLS | MH | WIRE | MH | DEVICES & EQP. | MH | TESTING | MH | TAG & TERMINATE | MH | GROUNDING & BONDING | MH | LAYOUT | MH
PRINT L-304 34th STREET STATION BRWAY EL211 & EL212 LIGHTING LAYOUT
M.R. EPR#211 & #212 NEW LIGHTING LAYOUT-( NOTE NO REC ON DRAWINGS FOR THIS ROOM)
1-SWITCH AND 3 FIXTURES | 3/4"-100FT |  | 2M-1D-14HRS | 7-#12 | 2M-3.5-HRS | 1-SWITCH AND 3 FIXTURES | 1M-7-HRS | 1-SWITCH AND 3 FIXTURES | 2M-1-1HR | 1-SWITCH AND 3 FIXTURES | 1M-3-HR | 1-SWITCH AND 3 FIXTURES |  | 1-SWITCH AND 3 FIXTURES | 1M-.5 HR | 33.5
| CONDUIT POWER | CONDUIT CONTROLS | MH | WIRE | MH | DEVICES & EQP. | MH | TESTING | MH | TAG & TERMINATE | MH | GROUNDING & BONDING | MH | LAYOUT | MH
| CONDUIT POWER | CONDUIT CONTROLS | MH | WIRE | MH | DEVICES & EQP. | MH | TESTING | MH | TAG & TERMINATE | MH | GROUNDING & BONDING | MH | LAYOUT | MH
PRINT L-304 34th STREET STATION BRWAY EL211 & EL212 FEDDER PLAN
FROM ELEC. RM 21/ PANEL PPP2 TO DBEL-211 & 212- 277/480V APPROX 500 FT-PRINT L-302 | L-202 |  |  | L-202 |  | L-202
| CONDUIT POWER | CONDUIT CONTROLS | MH | WIRE | MH | DEVICES & EQP. | MH | TESTING | MH | TAG & TERMINATE | MH | GROUNDING & BONDING | MH | LAYOUT | MH
PRINT L-305 34th STREET STATION BRWAY EL211 & EL212
DBEL-211 & 212- 277/480V - PRINT L-303 | L-203 |  |  | L-203 |  | L-203
LPE211-120/208V - PRINT L-303 | L-203 |  |  | L-203 |  | L-203
LPE212-120/208V - PRINT L-303 | L-203 |  |  | L-203 |  | L-203
| CONDUIT POWER | CONDUIT CONTROLS | MH | WIRE | MH | DEVICES & EQP. | MH | TESTING | MH | TAG & TERMINATE | MH | GROUNDING & BONDING | MH | LAYOUT | MH
PRINT L-305 34th STREET STATION BRWAY EL211 & EL212 FEEDER PLAN
PANNEL PPR2 TO EMR 211 & 212 LAYOUT - PRINT L-302
| CONDUIT POWER | CONDUIT CONTROLS | MH | WIRE | MH | DEVICES & EQP. | MH | TESTING | MH | TAG & TERMINATE | MH | GROUNDING & BONDING | MH | LAYOUT | MH
PRINT TE-301 ELEV.# 211 COMMUNICATIONS RISER DIAGRAM BROADWAY STATION
FROM COMM ROOM MR-012(BENNING PANEL TO EMR #211A DATA CABINET POWER SUPPLY) | 3/4" 700' |  | 2M-4D-56 | 3-#10-400FT | 2M-1HR |  |  | 3-#10 | 2M-.5-1HR | 3-#10 | 1M-.5 HR |  |  | CONDUIT | 1M-.5 HR | 58.5
FROM COMM ROOM MR-012 (TTBD TO EMR #211A TTB CABINET POWER SUPPLY) | 1-1/2"-700' |  | 2M-4D-56 | 1-25 PR -400FT | 2M-3.5 HR |  |  | 1-25 PR | 2M-.5-1HR | 1-25 PR | 1M-7-HR |  |  | CONDUIT | 1M-.5 HR | 63.5
APN.05.1 TO EMR #211A DATA CABINET ETHERNET EXTENDER | 1"-100FT |  | 2M-1D-14HRS | 1-CAT 6 | 2M-1HR |  |  | 1-CAT 6 | 2M-.5-1HR | 1-CAT 6 | 1M-.5 HR |  |  | CONDUIT | 1M-.5 HR | 18
APN.05.1TO EMR #211A IP (IP FEATURE PHONE) | 1"-100FT |  | 2M-1D-14HRS | 1-CAT 6 | 2M-1HR |  |  | 1-CAT 6 | 2M-.5-1HR | 1-CAT 6 | 1M-.5 HR |  |  | CONDUIT | 1M-.5 HR | 18
APN.05.1 TO EMR #211A QPE (SECURE QUAD PORT ENCLOSURE) | 3/4"-100FT |  | 2M-1D-14HRS | 2-CAT 6 | 2M-1HR |  |  | 2-CAT 6 | 2M-.5-1HR | 2-CAT 6 | 1M-.5 HR |  |  | CONDUIT | 1M-.5 HR | 18
APN.05.1 TO EMR #211A LIF NET (LIF NET) | 1""-150FT |  | 2M-1D-14HRS | 1-CAT 6 | 2M-1HR |  |  | 1-CAT 6 | 2M-.5-1HR | 1-CAT 6 | 1M-.5 HR |  |  | CONDUIT | 1M-.5 HR | 18
APN.02.1 TO IP (IP FEATURE PHONE) FULL TIME AGENT BOOTH 506 CONTROL AREA-BMT | 3/4"-40FT |  | 2M-3.5-7HRS | 1-CAT 6+ME206:P206 | 2M-1HR |  |  | 1-CAT 6 | 2M-.5-1HR | 1-CAT 6 | 1M-.5 HR |  |  | CONDUIT | 1M-.5 HR | 11
APN.02.1 TO UPPER MEZZANINE LANDING SP (IP SPEAKERPHONE) | 3/4"-40FT |  | 2M-3.5-7HRS | 1-CAT 6 | 2M-1HR |  |  | 1-CAT 6 | 2M-.5-1HR | 1-CAT 6 | 1M-.5 HR |  |  | CONDUIT | 1M-.5 HR | 11
APN.02.1 TO UPPER MEZZANINE LANDING IP-ADA1 (IP CCTV CAMERA) | 3/4"-40FT |  | 2M-3.5-7HRS | 1-CAT 6 | 2M-1HR |  |  | 1-CAT 6 | 2M-.5-1HR | 1-CAT 6 | 1M-.5 HR |  |  | CONDUIT | 1M-.5 HR | 11
TTB IN EMR #211TO ELEVATOR CAB #211-/ 1-1PR #20 FOR L2 & EE POWER .48VDC & 1PR #20 FOR EE DATA | 3/4"-100FT |  | 2M-1D-14HRS | 2-2PR #20 | 2M-1HR |  |  | 2-2PR #20 | 2M-.5-1HR | 2-2PR #20 | 1M-.5 HR |  |  | CONDUIT | 1M-.5 HR | 18
TTB IN EMR #211 TO ELEVATOR CAB #211-/ 1-1PR #20 FOR L2 POE (2 LAYER SWITCH POE) | 3/4"-100FT |  | 2M-1D-14HRS | 1-2PR #20 | 2M-1HR |  |  | 1-2PR #20 | 2M-.5-1HR | 1-2PR #20 | 1M-.5 HR |  |  | CONDUIT | 1M-.5 HR | 18
| CONDUIT POWER | CONDUIT CONTROLS | MH | WIRE | MH | DEVICES & EQP. | MH | TESTING | MH | TAG & TERMINATE | MH | GROUNDING & BONDING | MH | LAYOUT | MH
APN.05.1 LOCATION? TO PLATFORM LEVEL LANDING LANDING IP-ADA2 (IP CCTV CAMERA) |  |  |  | 1-CAT 6
APN.05.1 LOCATION? TO PLATFORM LEVEL LANDING SP (IP SPEAKERPHONE) |  |  |  | 1-CAT 6
| CONDUIT POWER | CONDUIT CONTROLS | MH | WIRE | MH | DEVICES & EQP. | MH | TESTING | MH | TAG & TERMINATE | MH | GROUNDING & BONDING | MH | LAYOUT | MH
PRINT TE-302 ELEV.# 212 COMMUNICATIONS RISER DIAGRAM 34TH STREET-BROADWAY STATION
FROM COMM ROOM MR-012(BENNING PANEL TO EMR #211A DATA CABINET POWER SUPPLY) | 3/4" 50' |  | 2M-3.5-7HRS | 3-#10-400FT | 2M-1HR |  |  | 3-#10 | 2M-.5-1HR | 3-#10 | 1M-.5 HR |  |  | CONDUIT | 1M-.5 HR | 58.5
FROM COMM ROOM MR-012 (TTBD TO EMR #211A TTB CABINET POWER SUPPLY) | 1-1/2"-50' |  | 2M-3.5-7HRS | 1-25 PR -400FT | 2M-3.5 HR |  |  | 1-25 PR | 2M-.5-1HR | 1-25 PR | 1M-7-HR |  |  | CONDUIT | 1M-.5 HR | 63.5
APN.06.1 TO EMR #211A DATA CABINET ETHERNET EXTENDER | 1"-100FT |  | 2M-1D-14HRS | 1-CAT 6 | 2M-1HR |  |  | 1-CAT 6 | 2M-.5-1HR | 1-CAT 6 | 1M-.5 HR |  |  | CONDUIT | 1M-.5 HR | 18
APN.06.1TO EMR #211A IP (IP FEATURE PHONE) | 1"-100FT |  | 2M-1D-14HRS | 1-CAT 6 | 2M-1HR |  |  | 1-CAT 6 | 2M-.5-1HR | 1-CAT 6 | 1M-.5 HR |  |  | CONDUIT | 1M-.5 HR | 18
APN.06.1 TO EMR #211A QPE (SECURE QUAD PORT ENCLOSURE) | 3/4"-100FT |  | 2M-1D-14HRS | 2-CAT 6 | 2M-1HR |  |  | 2-CAT 6 | 2M-.5-1HR | 2-CAT 6 | 1M-.5 HR |  |  | CONDUIT | 1M-.5 HR | 18
APN.06.1 TO EMR #211A LIF NET (LIF NET) | 1"-100FT |  | 2M-1D-14HRS | 1-CAT 6 | 2M-1HR |  |  | 1-CAT 6 | 2M-.5-1HR | 1-CAT 6 | 1M-.5 HR |  |  | CONDUIT | 1M-.5 HR | 18
APN.06.1 TO IP (IP FEATURE PHONE) FULL TIME AGENT BOOTH 506 CONTROL AREA-BMT | 3/4"-40FT |  | 2M-3.5-7HRS | 1-CAT 6+ME206:P206 | 2M-1HR |  |  | 1-CAT 6 | 2M-.5-1HR | 1-CAT 6 | 1M-.5 HR |  |  | CONDUIT | 1M-.5 HR | 11
APN.02.1 TO UPPER MEZZANINE LANDING SP (IP SPEAKERPHONE) | 3/4"-40FT |  | 2M-3.5-7HRS | 1-CAT 6 | 2M-1HR |  |  | 1-CAT 6 | 2M-.5-1HR | 1-CAT 6 | 1M-.5 HR |  |  | CONDUIT | 1M-.5 HR | 11
APN.02.1 TO UPPER MEZZANINE LANDING IP-ADA1 (IP CCTV CAMERA) | 3/4"-40FT |  | 2M-3.5-7HRS | 1-CAT 6 | 2M-1HR |  |  | 1-CAT 6 | 2M-.5-1HR | 1-CAT 6 | 1M-.5 HR |  |  | CONDUIT | 1M-.5 HR | 11
TTB IN EMR #212TO ELEVATOR CAB #212-/ 1-1PR #20 FOR L2 & EE POWER .48VDC & 1PR #20 FOR EE DATA | 3/4"-100FT |  | 2M-1D-14HRS | 2-2PR #20 | 2M-1HR |  |  | 2-2PR #20 | 2M-.5-1HR | 2-2PR #20 | 1M-.5 HR |  |  | CONDUIT | 1M-.5 HR | 18
TTB IN EMR #212 TO ELEVATOR CAB #212-/ 1-1PR #20 FOR L2 POE (2 LAYER SWITCH POE) | 3/4"-100FT |  | 2M-1D-14HRS | 1-2PR #20 | 2M-1HR |  |  | 1-2PR #20 | 2M-.5-1HR | 1-2PR #20 | 1M-.5 HR |  |  | CONDUIT | 1M-.5 HR | 18
| CONDUIT POWER | CONDUIT CONTROLS | MH | WIRE | MH | DEVICES & EQP. | MH | TESTING | MH | TAG & TERMINATE | MH | GROUNDING & BONDING | MH | LAYOUT | MH
APN.06.1 LOCATION? TO PLATFORM LEVEL LANDING LANDING IP-ADA2 (IP CCTV CAMERA) |  |  |  | 1-CAT 6
APN.06.1 LOCATION? TO PLATFORM LEVEL LANDING SP (IP SPEAKERPHONE) |  |  |  | 1-CAT 6
| CONDUIT POWER | CONDUIT CONTROLS | MH | WIRE | MH | DEVICES & EQP. | MH | TESTING | MH | TAG & TERMINATE | MH | GROUNDING & BONDING | MH | LAYOUT | MH
PRINT TE-303 ELEV.# 213 COMMUNICATIONS RISER DIAGRAM 34TH STREET-BROADWAY STATION
FROM COMM ROOM MR-012(BENNING PANEL TO EMR #211A DATA CABINET POWER SUPPLY) | 130'-1" |  | 2M-10.5 HRS | 3-#10-400FT | 2M-1HR |  |  | 3-#10 | 2M-.5-1HR | 3-#10 | 1M-.5 HR |  |  | CONDUIT | 1M-.5 HR | 33
APN.06.1 TO EMR #213 DATA CABINET ETHERNET EXTENDER | 1"-100FT |  | 2M-1D-14HRS | 1-CAT 6 | 2M-1HR |  |  | 1-CAT 6 | 2M-.5-1HR | 1-CAT 6 | 1M-.5 HR |  |  | CONDUIT | 1M-.5 HR | 18
APN.06.1TO EMR #213 IP (IP FEATURE PHONE) | 1"-100FT |  | 2M-1D-14HRS | 1-CAT 6 | 2M-1HR |  |  | 1-CAT 6 | 2M-.5-1HR | 1-CAT 6 | 1M-.5 HR |  |  | CONDUIT | 1M-.5 HR | 18
APN.06.1 TO EMR #213 QPE (SECURE QUAD PORT ENCLOSURE) | 3/4"-100FT |  | 2M-1D-14HRS | 2-CAT 6 | 2M-1HR |  |  | 2-CAT 6 | 2M-.5-1HR | 2-CAT 6 | 1M-.5 HR |  |  | CONDUIT | 1M-.5 HR | 18
APN.06.1 TO EMR #213 LIF NET (LIF NET) | 1"-100FT |  | 2M-1D-14HRS | 1-CAT 6 | 2M-1HR |  |  | 1-CAT 6 | 2M-.5-1HR | 1-CAT 6 | 1M-.5 HR |  |  | CONDUIT | 1M-.5 HR | 18
APN.06.1 TO IP (IP FEATURE PHONE) FULL TIME AGENT BOOTH 506 CONTROL AREA-BMT | 3/4"-40FT |  | 2M-3.5-7HRS | 1-CAT 6+ME206:P206 | 2M-1HR |  |  | 1-CAT 6 | 2M-.5-1HR | 1-CAT 6 | 1M-.5 HR |  |  | CONDUIT | 1M-.5 HR | 11
APN.02.1 TO UPPER MEZZANINE LANDING SP (IP SPEAKERPHONE) | 3/4"-40FT |  | 2M-3.5-7HRS | 1-CAT 6 | 2M-1HR |  |  | 1-CAT 6 | 2M-.5-1HR | 1-CAT 6 | 1M-.5 HR |  |  | CONDUIT | 1M-.5 HR | 11
APN.02.1 TO UPPER MEZZANINE LANDING IP-ADA1 (IP CCTV CAMERA) | 3/4"-40FT |  | 2M-3.5-7HRS | 1-CAT 6 | 2M-1HR |  |  | 1-CAT 6 | 2M-.5-1HR | 1-CAT 6 | 1M-.5 HR |  |  | CONDUIT | 1M-.5 HR | 11
TTB IN EMR #212TO ELEVATOR CAB #212-/ 1-1PR #20 FOR L2 & EE POWER .48VDC & 1PR #20 FOR EE DATA | 3/4"-100FT |  | 2M-1D-14HRS | 2-2PR #20 | 2M-1HR |  |  | 2-2PR #20 | 2M-.5-1HR | 2-2PR #20 | 1M-.5 HR |  |  | CONDUIT | 1M-.5 HR | 18
TTB IN EMR #212 TO ELEVATOR CAB #212-/ 1-1PR #20 FOR L2 POE (2 LAYER SWITCH POE) | 3/4"-100FT |  | 2M-1D-14HRS | 1-2PR #20 | 2M-1HR |  |  | 1-2PR #20 | 2M-.5-1HR | 1-2PR #20 | 1M-.5 HR |  |  | CONDUIT | 1M-.5 HR | 18
| CONDUIT POWER | CONDUIT CONTROLS | MH | WIRE | MH | DEVICES & EQP. | MH | TESTING | MH | TAG & TERMINATE | MH | GROUNDING & BONDING | MH | LAYOUT | MH
APN.06.1 LOCATION? TO PLATFORM LEVEL LANDING LANDING IP-ADA2 (IP CCTV CAMERA) |  |  |  | 1-CAT 6
APN.06.1 LOCATION? TO PLATFORM LEVEL LANDING SP (IP SPEAKERPHONE) |  |  |  | 1-CAT 6
| CONDUIT POWER | CONDUIT CONTROLS | MH | WIRE | MH | DEVICES & EQP. | MH | TESTING | MH | TAG & TERMINATE | MH | GROUNDING & BONDING | MH | LAYOUT | MH
PRINT TE-304 TO TE-311 / CONDUIT LAYOUT 34TH STREET-BROADWAY STATION
PRINT TE-002 REMOVING OF EXISTING SPEAKERPHONES & CAMERAS
ELEVATOR 211 PLATFORM LANDING TO AGENT BOOTH N506-REMOVE CAMERA & SPEAKERPHONE PLATFORM | 70FT |  |  |  |  | 1-CAM.& 1 SPEAKERPHONE
ELEVATOR 211 CAB & EMR TO AGENT BOOTH N506-REMOVE CAMERA & SPEAKERPHONE IN ELEV.CAB | 110FT |  |  |  |  | 1-CAM.& 1 SPEAKERPHONE
ELEVATOR 212 MEZZANINE LANDING TO AGENT BOOTH N506-REMOVE CAMERA & SPEAKERPHONE MEZZ | 110FT |  |  |  |  | 1-CAM.& 1 SPEAKERPHONE
ELEVATOR 212PLATFORM LANDING TO AGENT BOOTH N506-REMOVE CAMERA & SPEAKERPHONE PLATFORM | 130FT |  |  |  |  | 1-CAM.& 1 SPEAKERPHONE
ELEVATOR 212 CAB & EMR TO AGENT BOOTH N506-REMOVE CAMERA & SPEAKERPHONE IN ELEV.CAB | 190FT |  |  |  |  | 1-CAM.& 1 SPEAKERPHONE
ELEVATOR 213 MEZZANINE LANDING TO AGENT BOOTH N506-REMOVE CAMERA & SPEAKERPHONE MEZZ | 90FT |  |  |  |  | 1-CAM.& 1 SPEAKERPHONE
ELEVATOR 213 STREET LANDING TO AGENT BOOTH N506-REMOVE CAMERA & SPEAKERPHONE PLATFORM | 150FT |  |  |  |  | 1-CAM.& 1 SPEAKERPHONE
ELEVATOR 213 CAB & EMR TO AGENT BOOTH N506-REMOVE CAMERA & SPEAKERPHONE IN ELEV.CAB | 190FT |  |  |  |  | 1-CAM.& 1 SPEAKERPHONE
| total - 1040' |  |  |  |  | TOTAL-8-CAM.& 8 SPEAKERPHONE
| CONDUIT POWER | CONDUIT CONTROLS | MH | WIRE | MH | DEVICES & EQP. | MH | TESTING | MH | TAG & TERMINATE | MH | GROUNDING & BONDING | MH | LAYOUT | MH
PRINT TF-301 FIRE ALARM SYSTEM DEVICE LAYOUT - ALL WORK MUST BE COORDINATED THROUGH NYCT
EMR-L14 & L11- ELEV.209 SMOKE DETECTOR | 200' - 3/4 |  | 2M-2D-28 | 420' | 2M-2H | CONTROL RELAY | 1M-1H | CONTROL RELAY | 2M-.5HR | CONTROL RELAY | 1M-1H |  |  | CONTROL RELAY | 1M-.5 HR | 42.5
EMR-L14 & L11- CONTROL RELAY PLATFORM LEVEL | 500' - 3/4 |  | 2M-4D-56 | 1020' | 2M-3H | CONTROL RELAY | 1M-1H | CONTROL RELAY | 1M-1H | CONTROL RELAY | 1M-1H |  |  |  |  | 65.5
| CONDUIT POWER | CONDUIT CONTROLS | MH | WIRE | MH | DEVICES & EQP. | MH | TESTING | MH | TAG & TERMINATE | MH | GROUNDING & BONDING | MH | LAYOUT | MH
PRINT FOC-300 LAYER 1 NETWORK DIAGRAM 34TH STREET HERALD SQ (MR12)
(E) TRANSIT WIRELESS SYSTEM FROM COMM J BOX 227-01 1-SM PATCH CORD |  |  |  | 2-SM PATCH CORD | 2M-1HR | NEW IE5000 | [9 empty] | 2
AND 1 SPARE DUPLEX SMF PATCH COARD IN (E) CONDUIT TO COMM ROOM MR 012 TO NEW IE5000 | [15 empty] | 2
(E) TRANSIT WIRELESS SYSTEM FROM COMM J BOX 227-01 1-SM PATCH CORD (MR227) |  |  |  | 2-SM PATCH CORD | 2M-1HR | [10 empty] | 2
AND 1 SPARE DUPLEX SMF PATCH COARD IN (E) CONDUIT TO COMM ROOM MR227TO (E) AFDP(MR227) | [15 empty] | 2
(E) AFDP TO NEW IE4010 1-SM PATCH CORD AND 1 SPARE DUPLEX (MR227) |  |  |  | 2-SM PATCH CORD | 2M-1HR | IE5000 & IE4010 | [9 empty] | 2
(E) AFDP TO NEW IE5000 1-SM PATCH CORD AND 1 SPARE DUPLEX TO (E) DATA CABINET (MR12) |  |  |  | 2-SM PATCH CORD | 2M-1HR | IE5000 | [9 empty] | 2
(E) AFDP TO NEW IE5000 1-SM PATCH CORD AND 1 SPARE DUPLEX TO (E) CCTV CABINET (MR12) |  |  |  | 2-SM PATCH CORD | 2M-1HR | [10 empty] | 2
(N) IE5000 FROM (E) CCTV CABINET 1-SM PATCH CORD AND 1 SPARE DUPLEX TO (E) DATA CABINET (MR12) |  |  |  | 2-SM PATCH CORD | 2M-1HR | [10 empty] | 2
(E) DATA CABINET 1-CAT 6 FROM N-IE5000 TO (N) IE4010 (MR12) |  |  |  | 1-CAT 6 | 2M-1HR | [10 empty] | 2
| CONDUIT POWER | CONDUIT CONTROLS | MH | WIRE | MH | DEVICES & EQP. | MH | TESTING | MH | TAG & TERMINATE | MH | GROUNDING & BONDING | MH | LAYOUT | MH
PRINT FOC-301 LAYER 2 SIGNAL FLOW DIAGRAM 34TH STREET (MR12) STATION
(E) (MR12) DATA CABINET INSTALL NEW IE5000 ROOT SWITCH | [5 empty] | NEW IE5000 ROOT SWITCH
(E) (MR227) ESS CABINET INSTALL NEW IE4010 SWITCH & LAG TRUNK LINK |  |  |  | LAG TRUNK LINE | 2M-1HR | IE4010 SWITCH | [9 empty] | 2
NEW APN.02.1 & 2 SW-1&2 AND 1-RSTP TRUNK LINE |  |  |  | RSTP TRUNK LINE | 2M-1HR | NEW APN.02.1 & 2 SW-1&2 | [9 empty] | 2
NEW APN.07.1 & 2 SW-1&2 AND 1-RSTP TRUNK LINE |  |  |  | RSTP TRUNK LINE | 2M-1HR | NEW APN.07.1 & 2 SW-1&2 | [9 empty] | 2
| CONDUIT POWER | CONDUIT CONTROLS | MH | WIRE | MH | DEVICES & EQP. | MH | TESTING | MH | TAG & TERMINATE | MH | GROUNDING & BONDING | MH | LAYOUT | MH
PRINT FOC-302 EQUIPMENT & CONDUIT LAYOUT 34TH STREET CONDUIT LAYOUT B'WAY MEZZ | [9 empty] | 1-NEW WALL MOUNT APN.02.1 | 1M-1HR | 1-NEW WALL MOUNT APN.02.1 | 1M-1HR | 1-NEW WALL MOUNT APN.02.1 | 1M-.5 HR | 3.5
1-NEW WALL MOUNT APN.02.1 | [5 empty] | 1-NEW WALL MOUNT APN.02.1 | 1M-1HR |  |  | 1- NETWORK PULLBOX | 1M-1HR | 1- NETWORK PULLBOX | 1M-1HR | 1- NETWORK PULLBOX | 1M-.5 HR | 9.5
1-NEW NETWORK PULLBOX | 1"-20' |  | 2M-1H | 4 STRAND SMF | 2M-1H | 1- NETWORK PULLBOX | 1M-3HR |  |  | 1-APPLICATION PULLBOX | 1M-1HR | 1-APPLICATION PULLBOX | 1M-1HR | 1-APPLICATION PULLBOX | 1M-.5 HR | 9.5
1-NEW APPLICATION PULLBOX | 1"-20' |  | 2M-1H | POWER CABLE ? | 2M-1H | 1-APPLICATION PULLBOX | 1M-3HR
| CONDUIT POWER | CONDUIT CONTROLS | MH | WIRE | MH | DEVICES & EQP. | MH | TESTING | MH | TAG & TERMINATE | MH | GROUNDING & BONDING | MH | LAYOUT | MH
PRINT FOC-303 EQUIPMENT & CONDUIT LAYOUT 34TH STREET 6TH AVE PLATFORM
1-NEW AN.06.1 BACK BOX & 1" CONDUIT W/ 4 STRAND SMF | 3/4"-320' | 2M-3D |  | 4 STRAND SMF | 2M-1H | AN.06. BACK BOX | 1M-1HR |  |  | AN.06. BACK BOX | 1M-1HR | AN.06. BACK BOX | 1M-1HR | AN.06. BACK BOX | 1M-.5 HR | 47.5
4-NEW APN PULLBOX & 1" CONDUIT W/ 3#12 TO EDR ABOVE RUP2 | 1"-160' | 2M-1D |  | 3#12 | 2M-1H | 1-PULLBOX | 1M-3HR |  |  | 1-PULLBOX | 1M-1HR | 1-PULLBOX | 1M-1HR | 1-PULLBOX | 1M-.5 HR | 21.5
1-NEW APPLICATION PULLBOX | [5 empty] | 1-PULLBOX | 1M-3HR |  |  | 1-PULLBOX | 1M-1HR | 1-PULLBOX | 1M-1HR | 1-PULLBOX | 1M-.5 HR | 5.5
1-NEW APN.05.1 COLUMN MOUNT | [5 empty] | 1-APN.06.1 | 1M-1HR |  |  | 1-APN.06.1 | 1M-1HR | 1-APN.06.1 | 1M-1HR | 1-APN.06.1 | 1M-.5 HR | 3.5
1-NEW AN.06. TO EXISTING BACK BOX | [5 empty] | 1-NEW AN.07 | 1M-1HR |  |  | 1-NEW AN.07 | 1M-1HR | 1-NEW AN.07 | 1M-1HR | 1-NEW AN.07 | 1M-.5 HR | 3.5
1" CONDUIT FROM (E) AN BOX TO NEW APN PULLBOX W/ NEW 4 STRAND SMF | 1"-50' | 2M-3.5HR |  | 4 STRAND SMF | 2M-1H | 1-NEW APN PULLBOX | 1M-3HR |  |  | 1-NEW APN PULLBOX | 1M-1HR | 1-NEW APN PULLBOX | 1M-1HR | 1-NEW APN PULLBOX | 1M-.5 HR | 14.5
| CONDUIT |  | MH | WIRE | MH | DEVICES & EQP. | MH | TESTING | MH | TAG & TERMINATE | MH | GROUNDING & BONDING | MH | LAYOUT | MH
PRINT FOC-304 EQUIPMENT CONDUIT LAYOUT INTERMEDIATE MEZZANINE LEVEL- PRINT FOC-203 | PRINT FOC-203 |  |  | PRINT FOC-203 |  | PRINT FOC-203
| CONDUIT POWER | CONDUIT CONTROLS | MH | WIRE | MH | DEVICES & EQP. | MH | TESTING | MH | TAG & TERMINATE | MH | GROUNDING & BONDING | MH | LAYOUT | MH
PRINT FOC-305 ATM CABINET LAYOUT COMMUNICATIONS ROOM MR-12A | [7 empty] | 1M-.5HR |  | 1M-.5HR
| CONDUIT POWER | CONDUIT CONTROLS | MH | WIRE | MH | DEVICES & EQP. | MH | TESTING | MH | TAG & TERMINATE | MH | GROUNDING & BONDING | MH | LAYOUT | MH
PRINT FOC-306 ESS CABINET LAYOUT 34TH STREET 6TH AVE MR227
| CONDUIT POWER | CONDUIT CONTROLS | MH | WIRE | MH | DEVICES & EQP. | MH | TESTING | MH | TAG & TERMINATE | MH | GROUNDING & BONDING | MH | LAYOUT | MH
PRINT FOC-207 AFDP WIRING DIAGRAM FROM MR12A TO MR227
| CONDUIT POWER | CONDUIT CONTROLS | MH | WIRE | MH | DEVICES & EQP. | MH | TESTING | MH | TAG & TERMINATE | MH | GROUNDING & BONDING | MH | LAYOUT | MH
PRINT MPT -200 & MPT-001 TO MPT-004
| CONDUIT POWER | CONDUIT CONTROLS | MH | WIRE | MH | DEVICES & EQP. | MH | TESTING | MH | TAG & TERMINATE | MH | GROUNDING & BONDING | MH | LAYOUT | MH
PRINT IC-301 34TH STREET BROADWAY EL-211 VENTILATION NTERMED. PLATFORM. PLAN -1 ELEC.CON. EQUIP. LAYOUT
ELEV #209 PRINT IC -201- EF-3CP/ EF-MT / EF-T / ELECT.HEATER THERMOSTAT-UH-T EQUIPMENT LAYOUT PRINT E-201 | PRINT E-201 |  |  |  |  | EXH.FAN MANUAL TIMER
| CONDUIT POWER | CONDUIT CONTROLS | MH | WIRE | MH | DEVICES & EQP. | MH | TESTING | MH | TAG & TERMINATE | MH | GROUNDING & BONDING | MH | LAYOUT | MH
PRINT IC-302 34TH STREET BROADWAY EL-212 VENTILATION NTERMED. PLATFORM. PLAN -2 ELEC.CON. EQUIP. LAYOUT
ELEV #209 PRINT IC -202- EF-3CP/ EF-MT / EF-T / ELECT.HEATER THERMOSTAT-UH-T EQUIPMENT LAYOUT PRINT E-202 | PRINT E-202 |  |  |  |  | EXH.FAN MANUAL TIMER
| CONDUIT POWER | CONDUIT CONTROLS | MH | WIRE | MH | DEVICES & EQP. | MH | TESTING | MH | TAG & TERMINATE | MH | GROUNDING & BONDING | MH | LAYOUT | MH
PRINT IC-801 34TH STREET BROADWAY EL-211 VENTILATION NTERMED. PLATFORM. PLAN -1 ELEC.CON. EQUIP. LAYOUT
ELEV #210 PRINT IC -203- EF-3CP/ EF-MT / EF-T / ELECT.HEATER THERMOSTAT-UH-T EQUIPMENT LAYOUT PRINT E-203 | PRINT E-203 |  |  |  |  | EXH.FAN MANUAL TIMER
M-HRS
[6 empty] | TOTAL |  | TOTAL |  | TOTAL |  | TOTAL |  | TOTAL |  | TOTAL
[6 empty] | 3/4 CONDUIT - 5,420 |  | 1" CONDUIT-1,580 |  | 1-1/2" CONDUIT-1,310 |  | 2" CONDUIT-880' |  | 2-1/2" CONDUIT-720 |  | 2981
[6 empty] | REMOVAL-3/4 -940' |  |  |  | REMOVAL-1-1/2 -1300' |  | REMOVAL-2" 80'

## Labor Estimate - Jamaica
CONTRACT E-34026
JAMAICA CENTER PARSONS/ ARCHER STATION | CONDUIT POWER | CONDUIT CONTROLS | MH | WIRE | MH | DEVICES & EQP. | MH | TESTING | MH | TAG & TERMINATE | MH | GROUNDING & BONDING | MH | LAYOUT | MH
PRINT A-603 JAMAICA CENTER PARSONS/ARCHER STATION DEMOLITION PLANS -ELEV-412
SURVEY KEY NOTES | [5 empty] | HALL STATION INTERCOM | 2M-1D-14 | [8 empty] | 14
NOTE-4-REMOVE HALL STATION INTERCOM & COSTOMER SERVICE CALL BUTTON | [7 empty] | REMOVE SUBMERSIBLE PUMP | 2M-.5HR | [6 empty] | 1
NOTE-10-REMOVE SUBMERSIBLE PUMP- PRINT L-601 | [5 empty] | REMOVE EQUIPMENT 7 PIECES | 2M-2D-28 | [8 empty] | 28
NOTE-14-REMOVE (EMR) ROOM EQUIPMENT PIECES- WITH ALL DISCIPLINES
| CONDUIT POWER | CONDUIT CONTROLS | MH | WIRE | MH | DEVICES & EQP. | MH | TESTING | MH | TAG & TERMINATE | MH | GROUNDING & BONDING | MH | LAYOUT | MH
PRINT A-604 JAMAICA CENTER PARSONS/ARCHER STATION DEMOLITION PLANS -ELEV-413
SURVEY KEY NOTES
NOTE-4-REMOVE HALL STATION INTERCOM & COSTOMER SERVICE CALL BUTTON | [5 empty] | HALL STATION INTERCOM | 2M-1D-14 | [8 empty] | 14
NOTE-14-REMOVE (EMR) ROOM EQUIPMENT PIECES- WITH ALL DISCIPLINES | [5 empty] | REMOVE EQUIPMENT 7 PIECES | 2M-2D-28 | [8 empty] | 28
| CONDUIT POWER | CONDUIT CONTROLS | MH | WIRE | MH | DEVICES & EQP. | MH | TESTING | MH | TAG & TERMINATE | MH | GROUNDING & BONDING | MH | LAYOUT | MH
PRINT A-605 JAMAICA CENTER PARSONS/ARCHER STATION CONSTRUCTION PLANS -ELEV-412
NOTE-3-INSTALL SUMP PUMP / PRINT P-301
| CONDUIT POWER | CONDUIT CONTROLS | MH | WIRE | MH | DEVICES & EQP. | MH | TESTING | MH | TAG & TERMINATE | MH | GROUNDING & BONDING | MH | LAYOUT | MH
PRINT A-606 JAMAICA CENTER PARSONS/ARCHER STATION CONSTRUCTION PLANS -ELEV-413
NOTE-3-INSTALL SUMP PUMP / PRINT P-301
| CONDUIT POWER | CONDUIT CONTROLS | MH | WIRE | MH | DEVICES & EQP. | MH | TESTING | MH | TAG & TERMINATE | MH | GROUNDING & BONDING | MH | LAYOUT | MH
PRINT A-610 JAMAICA CENTER PARSONS/ARCHER STATION CAB PLANS AND ELEVATIONS -ELEV-412
NOTE-1-RECESSED LED LIGHT FIXTURES | 3/4" 100FT |  | 2M-1D-14 |  |  | 2-LED LIGHT FIXTURES |  | 2-LED LIGHT FIXTURES | 2M-1/2HR | 2-LED LIGHT FIXTURES | 1M-1/2HR |  |  | 2-LED LIGHT FIXTURES | 1M-.5 HR | 16
NOTE-2-SURFACE MOUNTED CCTV CAMERA W/DOME-FINAL LOCATION BY COMM | 3/4" 100FT |  | 2M-1D-14 |  |  | 1-CCTV CAMERA |  | 1-CCTV CAMERA | 2M-1/2HR | 1-CCTV CAMERA | 1M-1/2HR |  |  | 1-CCTV CAMERA | 1M-.5 HR | 16
3-EXHAUST FAN W/ST STL HOUSING | 3/4" 100FT |  | 2M-2D-28 |  |  | 1-EXHAUST FAN |  | 1-EXHAUST FAN | 2M-1/2HR | 1-EXHAUST FAN | 1M-1/2HR |  |  | 1-EXHAUST FAN | 1M-.5 HR | 30
| CONDUIT POWER | CONDUIT CONTROLS | MH | WIRE | MH | DEVICES & EQP. | MH | TESTING | MH | TAG & TERMINATE | MH | GROUNDING & BONDING | MH | LAYOUT | MH
PRINT A-611 JAMAICA CENTER PARSONS/ARCHER STATION CAB PLANS AND ELEVATIONS -ELEV-413
1-RECESSED LED LIGHT FIXTURES | 3/4" 100FT |  | 2M-1D-14 |  |  | 2-LED LIGHT FIXTURES |  | 2-LED LIGHT FIXTURES | 2M-1/2HR | 2-LED LIGHT FIXTURES | 1M-1/2HR |  |  | 2-LED LIGHT FIXTURES | 1M-.5 HR | 16
2-SURFACE MOUNTED CCTV CAMERA W/DOME-FINAL LOCATION BY COMM | 3/4" 100FT |  | 2M-1D-14 |  |  | 1-CCTV CAMERA |  | 1-CCTV CAMERA | 2M-1/2HR | 1-CCTV CAMERA | 1M-1/2HR |  |  | 1-CCTV CAMERA | 1M-.5 HR | 16
3-EXHAUST FAN W/ST STL HOUSING | 3/4" 100FT |  | 2M-2D-28 |  |  | 1-EXHAUST FAN |  | 1-EXHAUST FAN | 2M-1/2HR | 1-EXHAUST FAN | 1M-1/2HR |  |  | 1-EXHAUST FAN | 1M-.5 HR | 30
| CONDUIT POWER | CONDUIT CONTROLS | MH | WIRE | MH | DEVICES & EQP. | MH | TESTING | MH | TAG & TERMINATE | MH | GROUNDING & BONDING | MH | LAYOUT | MH
PRINT E-601 JAMAICA CENTER PARSONS/ARCHER STATION EL-412 ELEVATOR MEZZANINE PLART PLAN-1
EMR #1 INSTALL NEW / PRINT H-601
1-EXHAUST FAN CONTROL PANEL / PRINT H-601 | 3/4" -50FT | 3/4" -50FT | 2M-1D-14 | 170FT | 2MEN -1 HRS | EXHAUST FAN. CON. PNL | 2MEN 3HRS | EXHAUST FAN. CON. PNL | 2MEN -2HRS | EXHAUST FAN. CON. PNL | 1M-4HRS | EXHAUST FAN. CON. PNL | 1M-2HRS | EXHAUST FAN. CON. PNL | 1M-.5 HR | 31.5
1-EXHAUST FAN / PRINT H-601 | 3/4" -20FT |  | 1M-3.5 hrs | 40FT | 2MEN -.5HRS | EXHAUST FAN. | 1MAN 2HR |  |  | EXHAUST FAN. | 1M-.5 HR | EXHAUST FAN. |  | EXHAUST FAN. | 1M-.5 HR | 7
1-EXHAUST FAN THERMOSTAT / PRINT H-601 | 3/4" -20FT |  | 1M-3.5 hrs | 40FT | 2MEN -.5HRS | EXHAUST FAN. THERM | 1MAN 1HR |  |  | EXHAUST FAN. THERM | 1M-.5 HR | EXHAUST FAN. THERM |  | EXHAUST FAN. THERM | 1M-.5 HR | 7
1-EXHAUST FAN TIGHT TO THE CEILING / PRINT H-601 | 3/4" -20FT |  | 1M-3.5 hrs | 40FT | 2MEN -.5HRS | EXHAUST FAN. | 1MAN 1HR |  |  | EXHAUST FAN. | 1M-.5 HR | EXHAUST FAN. |  | EXHAUST FAN. | 1M-.5 HR | 7
1-OIL COOLER FAN / PRINT H-301 | [5 empty] | OIL COOLER FAN
1-OIL COOLER PUMP | [5 empty] | OIL COOLER PUMP
1-TELEPHONE | 3/4" -50FT |  | 1M-1D-14 | 70FT | 2MEN -1 HRS | TELEPHONE | 1MAN 1HR | TELEPHONE | 1M-.5 HR | TELEPHONE | 1M-1/2 HR | TELEPHONE |  | TELEPHONE | 1M-.5 HR | 25.5
1-TTB CABINET | 280' - 2-1/2 |  | 2M-3D-42 | 420' | 2M-1D-14 | TTB CABINET | 2MEN 3HRS | TTB CABINET | 2M-1HR-2HRS | TTB CABINET | 1M-4HRS | TTB CABINET | 1M-2HRS | TTB CABINET | 1M-.5 HR | 76.5
1-DATA CABINET | 280' - 2" |  | 2M-3D-42 | 420' | 2M-1D-14 | DATA CABINET | 2MEN 3HRS | DATA CABINET | 2M-1HR-2HRS | DATA CABINET | 1M-4HRS | DATA CABINET | 1M-2HRS | DATA CABINET | 1M-.5 HR | 76.5
1-QUADRUPLE DATA PORTS | 3/4" -50FT |  | 2M-3HR-6 | 70FT | 2MEN -1 HRS | QUADRUPLE DATA PORTS |  | QUADRUPLE DATA PORTS | 2M-1HR-2HRS | QUADRUPLE DATA PORTS | 1M-4HRS | QUADRUPLE DATA PORTS | 1M-2HRS | QUADRUPLE DATA PORTS | 1M-.5 HR | 24
1-ELEVATOR CONTROLLER | [5 empty] | ELEVATOR CONTROLLER
1-ELECTRIC HEATER / PRINT H-301 / L-603 | L-303 |  |  | L-303 |  | L-303
1-ELECTRIC HEATER THERMOSTAT / PRINT H-601 | 3/4" -50FT | 3/4" -50FT | 2M-1D-14 | 170FT | 2MEN -1 HRS | ELECTRIC HEATER THERM | 1MAN 1HR |  |  | EXHAUST FAN. THERM | 1M-1/2 HR | EXHAUST FAN. THERM |  | 7 | 1M-.5 HR | 31.5
1-F.A. MODULE / HORN & STROBE | 3/4" -100FT | 3/4" -100FT | 2M-2D-28 | 220FT | 2MEN -1 HRS | HORN & STROBE | 1MAN 1HR | HORN & STROBE | 2MEN -1 HRS | HORN & STROBE | 2MEN -1 HRS | HORN & STROBE |  | HORN & STROBE | 1M-.5 HR | 35
1-LIGHTING PANEL / exsisting to remain
1-ELEVATOR DISCONNECT SW / L-603/ L-602
1-HEAT TRACE PANEL ? I ONLY SAW THE THE WIRE FROM THE POWER UNIT
1-POWER UNIT | [5 empty] | POWER UNIT
| CONDUIT POWER | CONDUIT CONTROLS | MH | WIRE | MH | DEVICES & EQP. | MH | TESTING | MH | TAG & TERMINATE | MH | GROUNDING & BONDING | MH | LAYOUT | MH
PRINT E-602 JAMAICA CENTER PARSONS/ARCHER STATION EL-413 ELEVATOR LOWER LEVEL PLART PLAN-1
EMR #413 INSTALL NEW / PRINT H-602
1-EXHAUST FAN CONTROL PANEL / PRINT H-602 | 3/4" -50FT | 3/4" -50FT | 2M-1D-14 | 170FT | 2MEN -1 HRS | EXHAUST FAN. CON. PNL | 2MEN 3HRS | EXHAUST FAN. CON. PNL | 2MEN -2HRS | EXHAUST FAN. CON. PNL | 1M-4HRS | EXHAUST FAN. CON. PNL | 1M-2HRS | EXHAUST FAN. CON. PNL | 1M-.5 HR | 31.5
1-EXHAUST FAN / PRINT H-602 | 3/4" -20FT |  | 1M-3.5 hrs | 40FT | 2MEN -.5HRS | EXHAUST FAN. | 1MAN 2HR |  |  | EXHAUST FAN. | 1M-.5 HR | EXHAUST FAN. |  | EXHAUST FAN. | 1M-.5 HR | 7
1-EXHAUST FAN THERMOSTAT / PRINT H-602 | 3/4" -20FT |  | 1M-3.5 hrs | 40FT | 2MEN -.5HRS | EXHAUST FAN. THERM | 1MAN 1HR |  |  | EXHAUST FAN. THERM | 1M-.5 HR | EXHAUST FAN. THERM |  | EXHAUST FAN. THERM | 1M-.5 HR | 7
1-EXHAUST FAN TIGHT TO THE CEILING / PRINT H-602 | 3/4" -20FT |  | 1M-3.5 hrs | 40FT | 2MEN -.5HRS | EXHAUST FAN. | 1MAN 1HR |  |  | EXHAUST FAN. | 1M-.5 HR | EXHAUST FAN. |  | EXHAUST FAN. | 1M-.5 HR | 7
1-OIL COOLER FAN / PRINT H-301 | [5 empty] | OIL COOLER FAN
1-OIL COOLER PUMP | [5 empty] | OIL COOLER PUMP
1-TELEPHONE | 3/4" -50FT |  | 1M-1D-14 | 70FT | 2MEN -1 HRS | TELEPHONE | 1MAN 1HR | TELEPHONE | 1M-.5 HR | TELEPHONE | 1M-1/2 HR | TELEPHONE |  | TELEPHONE | 1M-.5 HR | 25.5
1-TTB CABINET | 280' - 2-1/2 |  | 2M-3D-42 | 420' | 2M-1D-14 | TTB CABINET | 2MEN 3HRS | TTB CABINET | 2M-1HR-2HRS | TTB CABINET | 1M-4HRS | TTB CABINET | 1M-2HRS | TTB CABINET | 1M-.5 HR | 76.5
1-QUADRUPLE DATA PORTS | 3/4" -50FT |  | 2M-3HR-6 | 70FT | 2MEN -1 HRS | QUADRUPLE DATA PORTS |  | QUADRUPLE DATA PORTS | 2M-1HR-2HRS | QUADRUPLE DATA PORTS | 1M-4HRS | QUADRUPLE DATA PORTS | 1M-2HRS | QUADRUPLE DATA PORTS | 1M-.5 HR | 24
1-ELEVATOR CONTROLLER | [5 empty] | ELEVATOR CONTROLLER
1-ELECTRIC HEATER / PRINT H-301 / L-603 | L-303 |  |  | L-603 |  | L-603
1-ELECTRIC HEATER THERMOSTAT / PRINT H-601 | 3/4" -50FT | 3/4" -50FT | 2M-1D-14 | 170FT | 2MEN -1 HRS | ELECTRIC HEATER THERM | 1MAN 1HR |  |  | EXHAUST FAN. THERM | 1M-1/2 HR | EXHAUST FAN. THERM |  | 7 | 1M-.5 HR | 31.5
1-F.A. MODULE / HORN & STROBE | 3/4" -100FT | 3/4" -100FT | 2M-2D-28 | 220FT | 2MEN -1 HRS | HORN & STROBE | 1MAN 1HR | HORN & STROBE | 2MEN -1 HRS | HORN & STROBE | 2MEN -1 HRS | HORN & STROBE |  | HORN & STROBE | 1M-.5 HR | 35
1-LIGHTING PANEL / exsisting to remain
1-ELEVATOR DISCONNECT SW / L-603/ L-602
1-HEAT TRACE PANEL ? I ONLY SAW THE THE WIRE FROM THE POWER UNIT
1-POWER UNIT | [5 empty] | POWER UNIT
| CONDUIT POWER | CONDUIT CONTROLS | MH | WIRE | MH | DEVICES & EQP. | MH | TESTING | MH | TAG & TERMINATE | MH | GROUNDING & BONDING | MH | LAYOUT | MH
PRINT E-602 JAMAICA CENTER PARSONS / ARCHER STATION EM-AUX-R ELEVATOR LOWER LEVEL PLART PLAN-1
EMR #413 INSTALL NEW / PRINT H-601
1-EXHAUST FAN CONTROL PANEL / PRINT H-601 | 3/4" -50FT | 3/4" -50FT | 2M-1D-14 | 170FT | 2MEN -1 HRS | EXHAUST FAN. CON. PNL | 2MEN 3HRS | EXHAUST FAN. CON. PNL | 2MEN -2HRS | EXHAUST FAN. CON. PNL | 1M-4HRS | EXHAUST FAN. CON. PNL | 1M-2HRS | EXHAUST FAN. CON. PNL | 1M-.5 HR | 31.5
1-EXHAUST FAN / PRINT H-601 | 3/4" -20FT |  | 1M-3.5 hrs | 40FT | 2MEN -.5HRS | EXHAUST FAN. | 1MAN 2HR |  |  | EXHAUST FAN. | 1M-.5 HR | EXHAUST FAN. |  | EXHAUST FAN. | 1M-.5 HR | 7
1-EXHAUST FAN THERMOSTAT / PRINT H-601 | 3/4" -20FT |  | 1M-3.5 hrs | 40FT | 2MEN -.5HRS | EXHAUST FAN. THERM | 1MAN 1HR |  |  | EXHAUST FAN. THERM | 1M-.5 HR | EXHAUST FAN. THERM |  | EXHAUST FAN. THERM | 1M-.5 HR | 7
1-EXHAUST FAN TIGHT TO THE CEILING / PRINT H-601 | 3/4" -20FT |  | 1M-3.5 hrs | 40FT | 2MEN -.5HRS | EXHAUST FAN. | 1MAN 1HR |  |  | EXHAUST FAN. | 1M-.5 HR | EXHAUST FAN. |  | EXHAUST FAN. | 1M-.5 HR | 7
1-TELEPHONE | 3/4" -50FT |  | 1M-1D-14 | 70FT | 2MEN -1 HRS | TELEPHONE | 1MAN 1HR | TELEPHONE | 1M-.5 HR | TELEPHONE | 1M-1/2 HR | TELEPHONE |  | TELEPHONE | 1M-.5 HR | 25.5
1-DATA CABINET | 280' - 2" |  | 2M-3D-42 | 420' | 2M-1D-14 | DATA CABINET | 2MEN 3HRS | DATA CABINET | 2M-1HR-2HRS | DATA CABINET | 1M-4HRS | DATA CABINET | 1M-2HRS | DATA CABINET | 1M-.5 HR | 76.5
1-QUADRUPLE DATA PORTS | 3/4" -50FT |  | 2M-3HR-6 | 70FT | 2MEN -1 HRS | QUADRUPLE DATA PORTS |  | QUADRUPLE DATA PORTS | 2M-1HR-2HRS | QUADRUPLE DATA PORTS | 1M-4HRS | QUADRUPLE DATA PORTS | 1M-2HRS | QUADRUPLE DATA PORTS | 1M-.5 HR | 24
1-ELECTRIC HEATER / PRINT H-602 / L-603 | L-603 |  |  | L-603 |  | L-603
1-ELECTRIC HEATER THERMOSTAT / PRINT H-601 | 3/4" -50FT | 3/4" -50FT | 2M-1D-14 | 170FT | 2MEN -1 HRS | ELECTRIC HEATER THERM | 1MAN 1HR |  |  | EXHAUST FAN. THERM | 1M-1/2 HR | EXHAUST FAN. THERM |  | 7 | 1M-.5 HR | 31.5
1-F.A. MODULE / HORN & STROBE | 3/4" -100FT | 3/4" -100FT | 2M-2D-28 | 220FT | 2MEN -1 HRS | HORN & STROBE | 1MAN 1HR | HORN & STROBE | 2MEN -1 HRS | HORN & STROBE | 2MEN -1 HRS | HORN & STROBE |  | HORN & STROBE | 1M-.5 HR | 35
1-LIGHTING PANEL | 1-1/2"- FEED-30FT |  | 2M-2HR-6 | 3-#2-FEED | 2M-2-HRS | PNL-ER1 | 2MEN 3HRS | PNL-ER1 | 2MEN -2HRS | PNL-ER1 |  | PNL-ER1 |  | PNL-ER1 |  | 8
1-ELEVATOR DISCONNECT SW / L-603/ L-602
| CONDUIT POWER | CONDUIT CONTROLS | MH | WIRE | MH | DEVICES & EQP. | MH | TESTING | MH | TAG & TERMINATE | MH | GROUNDING & BONDING | MH | LAYOUT | MH
PRINT H-802 COMMUNICATIONS ROOM MR278 HVAC JAMAICA CENTER PARSONS / ARCHER STATION
SUPPLY FAN ASSEMBLY
1-FIRE DAMPER W/ 165 DEGREE F FUSIBLE LINK
CLEAR PLASTIC TUBINGS
DIFFERENTIAL PRESSURE SW & GAUGE
| CONDUIT POWER | CONDUIT CONTROLS | MH | WIRE | MH | DEVICES & EQP. | MH | TESTING | MH | TAG & TERMINATE | MH | GROUNDING & BONDING | MH | LAYOUT | MH
MOTORIZED DAMPER ASSEMBLY
1-FIRE DAMPER W/ 165 DEGREE F FUSIBLE LINK
1-FIRESTAT
1-EXTERNAL ACTUATOR HONEYWELL CO.
1-MOTORIZED CONTROL DAMPER
| CONDUIT POWER | CONDUIT CONTROLS | MH | WIRE | MH | DEVICES & EQP. | MH | TESTING | MH | TAG & TERMINATE | MH | GROUNDING & BONDING | MH | LAYOUT | MH
PRINT L-600 PARSONS / ARCHER STATION EMR 412 & 413 ELEV PIT 412, 413 ELECTRICAL REMOVAL
EMR 412 - ELV 412
1-SWITCH AND 2 FIXTURES | 3/4"-50FT |  | 1M-3.5HRS |  |  | 1-SWITCH AND 2 FIXTURES | 1M-3-HRS | [8 empty] | 7
2-HEATERS | 3/4"-50FT |  | 1M-3.5HRS |  |  | 2-HEATERS | 1M-3-HRS | [8 empty] | 7
1-AUX PANEL | 3/4"-50FT |  | 1M-2.5HRS |  |  | 1-AUX PANEL | 1M-1-HRS | [8 empty] | 3.5
1-ELEV.DISC.SW | 3/4"-50FT |  | 1M-2.5HRS |  |  | 1-ELEV.DISC.SW | 1M-1-HRS | [8 empty] | 3.5
EL-412 PIT | CONDUIT POWER | CONDUIT CONTROLS | MH | WIRE | MH | DEVICES & EQP. | MH | TESTING | MH | TAG & TERMINATE | MH | GROUNDING & BONDING | MH | LAYOUT | MH
1-SWITCH AND 2 FIXTURES & 1-RECEPTACLE | 3/4"-50FT |  | 1M-3.5HRS |  |  | 2-SWITCH AND 3 FIXTURES | 1M-3-HRS | [8 empty] | 7
EMR 413A - ELV 413
1-SWITCH AND 2 FIXTURES | 3/4"-50FT |  | 1M-3.5HRS |  |  | 1-SWITCH AND 2 FIXTURES | 1M-3-HRS | [8 empty] | 7
1-HEATERS | 3/4"-50FT |  | 1M-3.5HRS |  |  | 2-HEATERS | 1M-3-HRS | [8 empty] | 7
1-EF DISC.SW | 3/4"-50FT |  | 1M-2.5HRS |  |  | 1-AUX PANEL | 1M-1-HRS | [8 empty] | 3.5
1-ELEV.DISC.SW | 3/4"-50FT |  | 1M-2.5HRS |  |  | 1-ELEV.DISC.SW | 1M-1-HRS | [8 empty] | 3.5
EL-412 PIT | CONDUIT POWER | CONDUIT CONTROLS | MH | WIRE | MH | DEVICES & EQP. | MH | TESTING | MH | TAG & TERMINATE | MH | GROUNDING & BONDING | MH | LAYOUT | MH
1-SWITCH AND 2 FIXTURES & 1-RECEPTACLE | 3/4"-50FT |  | 1M-3.5HRS |  |  | 2-SWITCH AND 3 FIXTURES | 1M-3-HRS | [8 empty] | 7
EMR 413B - ELV 413
1-SWITCH AND 1-FIXTURES | 3/4"-50FT |  | 1M-3.5HRS |  |  | 1-SWITCH AND 2 FIXTURES | 1M-3-HRS | [8 empty] | 7
| CONDUIT POWER | CONDUIT CONTROLS | MH | WIRE | MH | DEVICES & EQP. | MH | TESTING | MH | TAG & TERMINATE | MH | GROUNDING & BONDING | MH | LAYOUT | MH
PRINT L-601 PARSONS / ARCHER STATION IND ARCHER AVE LINE EXISTING ONE LINE DIAGRAM REMOVAL
1-ELEVATOR DISCONNECT SW / ELEV.413 LOWER LEVEL PLATFORM FROM EDR TOEMR-413A | 350 FT -1-1/2 |  | 2M-14 HRS | 4-#2 | 2M-2HRS | [10 empty] | 30
1-ELEVATOR DISCONNECT SW / ELEV.412 FROM MEZZANINE TOEPR ROOM MEZZANINE | 100 FT -1-1/2 |  | 2M-3.5 HRS | 4-#2 | 2M-2HRS | [10 empty] | 9
0 | CONDUIT POWER | CONDUIT CONTROLS | MH | WIRE | MH | DEVICES & EQP. | MH | TESTING | MH | TAG & TERMINATE | MH | GROUNDING & BONDING | MH | LAYOUT | MH
PRINT L-602 PARSONS / ARCHER STATION ARCHER AVE LINE(IND) NEW POWER ONE LINE DIAGRAM
NEW FEED FROM EDR AT MEZZANINE EMR-412 TO MEZZANINE | 180ft - 4" |  | 2M-4D-56HRS | 4-500 & 1-#2-200T | 3M-7-HRS | TO THE DBEL | 2MEN 3HRS | TO THE DBEL | 2MEN -1HR | TO THE DBEL | 1M-1HR | TO THE DBEL | 1M-2HRS | TO THE DBEL | 1M-.5 HR | 71.5
1-DBEL-EMR-412 MEZZANINE (DISTRIBUTION BOARD ELEV) 480/277V | [5 empty] | 1-DBEL |  | 1-DBEL |  | 1-DBEL |  | 1-DBEL |  | 1-DBEL
NEW FEED FROM EMR412 AT MEZZANINE EMR-412 TO LOWER LEVEL PLATFORM EMR 413B | 320FT-2-1/2" |  | 2M-3D-42HRS | 4-2/0 & 1-#6 | 2M-2-HRS | FROM DBEL TO 100A DISC | 2MEN 3HRS | FROM DBEL TO 100A DISC | 2MEN -1HR | FROM DBEL TO 100A DISC | 1M-1HR | FROM DBEL TO 100A DISC | 1M-2HRS | FROM DBEL TO 100A DISC | 1M-.5 HR | 56.5
| CONDUIT POWER | CONDUIT CONTROLS | MH | WIRE | MH | DEVICES & EQP. | MH | TESTING | MH | TAG & TERMINATE | MH | GROUNDING & BONDING | MH | LAYOUT | MH
NEW FEED FROM EDR AT MEZZANINE EMR-412 TO LOWER LEVEL PLATFORM EMR 413A | 320FT-1-1/2" |  | 2M-3D-42HRS | 4-2/0 & 1-#6 | 2M-2-HRS | FROM DBEL TO 60A DISC | 2MEN 3HRS | FROM DBEL TO 60A DISC | 2MEN -1HR | FROM DBEL TO 60A DISC | 1M-1HR | FROM DBEL TO 60A DISC | 1M-2HRS | FROM DBEL TO 60A DISC | 1M-.5 HR | 56.5
1-15KVA TRANSFORMER- 480-208/120V | 1"-30FT |  | 2M-3HRS-6 | 3-#4 & 1-#6 | 2M-2-HRS | FROM FWS-413 TO XFMR | 2MEN 3HRS | FROM FWS-413 TO XFMR | 2MEN -1HR | FROM FWS-413 TO XFMR | 1M-1HR | FROM FWS-413 TO XFMR | 1M-2HRS | FROM FWS-413 TO XFMR | 1M-.5 HR | 21.5
1-LPE413 | 1-1/2"-30FT |  | 2M-3HRS-6 | 4-#2 & 1-#8 | 2M-2-HRS | FROM XFMR TO LPE413 | 2MEN 3HRS | FROM XFMR TO LPE413 | 2MEN -1HR | FROM XFMR TO LPE413 | 1M-1HR | FROM XFMR TO LPE413 | 1M-2HRS | FROM XFMR TO LPE413 | 1M-.5 HR | 21.5
| CONDUIT POWER | CONDUIT CONTROLS | MH | WIRE | MH | DEVICES & EQP. | MH | TESTING | MH | TAG & TERMINATE | MH | GROUNDING & BONDING | MH | LAYOUT | MH
1-DBEL-EMR-412 MEZZANINE (DISTRIBUTION BOARD ELEV) 480/277V TO DSEL-412 | 1-1/2"-30FT |  | 2M-3HRS-6 | 4-#2 & 1-#8 | 2M-2-HRS | FROM XFMR TO LPE413 | 2MEN 3HRS | FROM XFMR TO LPE413 | 2MEN -1HR | FROM XFMR TO LPE413 | 1M-1HR | FROM XFMR TO LPE413 | 1M-2HRS | FROM XFMR TO LPE413 | 1M-.5 HR | 21.5
1-15KVA TRANSFORMER- 480-208/120V | 1"-30FT |  | 2M-3HRS-6 | 3-#6 & 1-#8 | 2M-2-HRS | FROM FWS-413 TO XFMR | 2MEN 3HRS | FROM FWS-413 TO XFMR | 2MEN -1HR | FROM FWS-413 TO XFMR | 1M-1HR | FROM FWS-413 TO XFMR | 1M-2HRS | FROM FWS-413 TO XFMR | 1M-.5 HR | 21.5
1-LPE412 | 1-1/2"-30FT |  | 2M-3HRS-6 | 4-#2 & 1-#8 | 2M-2-HRS | FROM XFMR TO LPE412 | 2MEN 3HRS | FROM XFMR TO LPE412 | 2MEN -1HR | FROM XFMR TO LPE412 | 1M-1HR | FROM XFMR TO LPE412 | 1M-2HRS | FROM XFMR TO LPE412 | 1M-.5 HR | 21.5
| CONDUIT POWER | CONDUIT CONTROLS | MH | WIRE | MH | DEVICES & EQP. | MH | TESTING | MH | TAG & TERMINATE | MH | GROUNDING & BONDING | MH | LAYOUT | MH
PRINT L-603 PARSONS / ARCHER STATION ARCHER AVE STA.-EMR 412,413& ELEV PIT 412,413 POWER PLAN
1-ELEVATOR DISCONNECT SW / 412 - | 1"-30FT |  | 2M-3HRS-6 | 3-#2 & 1-#8 | 2M-2-HRS | FROM DBEL TO 100A DISC | 2MEN 3HRS | FROM DBEL TO 100A DISC | 2MEN -1HR | FROM DBEL TO 100A DISC | 1M-1HR | FROM DBEL TO 100A DISC | 1M-2HRS | FROM DBEL TO 100A DISC | 1M-.5 HR | 21.5
1-DBEL-EMR-412 MEZZANINE (DISTRIBUTION BOARD ELEV) | [5 empty] | 1-DBEL |  | 1-DBEL |  | 1-DBEL |  | 1-DBEL |  | 1-DBEL
1-15KVA TRANSFORMER- 480-208/120V-PRINT-L602
1-HEATER | 3/4"-50FT |  | 2M-3.5HRS | 70FT | 2MEN -1 HRS | 1-HEATER | 1M-3-HRS | 1-HEATER | 2MEN -.5HR | 1-HEATER | 1M-.5HR | 1-HEATER | 1M-.5HR | 1-HEATER | 1M-.5HR | 14
3-RECEPTACLES | 3/4"-50FT |  | 2M-3.5 HRS | 7-#12 | 2M-2-HRS | 3-RECEPTACLES | 1-M-2HRS | 3-RECEPTACLES | 2M-.5-1HR | 3-RECEPTACLES | 1M-1HR | 3-RECEPTACLES |  | 3-RECEPTACLES | 1M-.5 HR | 14
412-PIT - 2-RECEPTACLES | 3/4"-30FT |  | 2M-3.5 HRS-7 | 7-#12 | 2M-2-HRS | 3-RECEPTACLES | 1-M-2HRS | 3-RECEPTACLES | 2M-.5-1HR | 3-RECEPTACLES | 1M-1HR | 3-RECEPTACLES |  | 3-RECEPTACLES | 1M-.5 HR | 12.5
PRINT L-603 PARSONS / ARCHER STATION ARCHER AVE STA.-EMR 412,413& ELEV PIT 412,413 POWER PLAN | CONDUIT POWER | CONDUIT CONTROLS | MH | WIRE | MH | DEVICES & EQP. | MH | TESTING | MH | TAG & TERMINATE | MH | GROUNDING & BONDING | MH | LAYOUT | MH
1-ELEVATOR DISCONNECT FSW / 413 A | 1"-30FT |  | 2M-3HRS-6 | 3-#2 & 1-#8 | 2M-2-HRS | FROM DBEL TO 100A DISC | 2MEN 3HRS | FROM DBEL TO 100A DISC | 2MEN -1HR | FROM DBEL TO 100A DISC | 1M-1HR | FROM DBEL TO 100A DISC | 1M-2HRS | FROM DBEL TO 100A DISC | 1M-.5 HR | 21.5
1-DBEL-EMR-412 MEZZANINE (DISTRIBUTION BOARD ELEV) | [5 empty] | 1-DBEL |  | 1-DBEL |  | 1-DBEL |  | 1-DBEL |  | 1-DBEL
1-15KVA TRANSFORMER- 480-208/120V-PRINT-L602
1-HEATER | 3/4"-50FT |  | 2M-3.5HRS | 70FT | 2MEN -1 HRS | 1-HEATER | 1M-3-HRS | 1-HEATER | 2MEN -.5HR | 1-HEATER | 1M-.5HR | 1-HEATER | 1M-.5HR | 1-HEATER | 1M-.5HR | 14
2-RECEPTACLES | 3/4"-50FT |  | 2M-3.5 HRS | 7-#12 | 2M-2-HRS | 2-RECEPTACLES | 1-M-2HRS | 3-RECEPTACLES | 2M-.5-1HR | 3-RECEPTACLES | 1M-1HR | 1-RECEPTACLE |  | 1-RECEPTACLE | 1M-.5 HR | 14
1-LPE413-PRINT L-601
413-PIT - 1-RECEPTACLES | 3/4"-30FT |  | 2M-3.5 HRS-7 | 7-#12 | 2M-2-HRS | 1-RECEPTACLE | 1-M-2HRS | 1-RECEPTACLE | 2M-.5-1HR | 1-RECEPTACLE | 1M-1HR | 3-RECEPTACLES |  | 3-RECEPTACLES | 1M-.5 HR | 12.5
PRINT L-603 PARSONS / ARCHER STATION ARCHER AVE STA.-EMR 412,413& ELEV PIT 412,413 POWER PLAN | CONDUIT POWER | CONDUIT CONTROLS | MH | WIRE | MH | DEVICES & EQP. | MH | TESTING | MH | TAG & TERMINATE | MH | GROUNDING & BONDING | MH | LAYOUT | MH
1-ELEVATOR DISCONNECT SW / 413 | 1"-30FT |  | 2M-3HRS-6 | 3-#2 & 1-#8 | 2M-2-HRS | FROM DBEL TO 100A DISC | 2MEN 3HRS | FROM DBEL TO 100A DISC | 2MEN -1HR | FROM DBEL TO 100A DISC | 1M-1HR | FROM DBEL TO 100A DISC | 1M-2HRS | FROM DBEL TO 100A DISC | 1M-.5 HR | 21.5
413B-1-RECEPTACLES | 3/4"-30FT |  | 2M-3.5 HRS-7 | 3-#12 | 2M-.5-HRS | 1-RECEPTACLE | 1-M-HRS | 1-RECEPTACLE | 2M-.5-1HR | 1-RECEPTACLE | 1M-1HR | 3-RECEPTACLES |  | 3-RECEPTACLES | 1M-.5 HR | 12.5
1-HEATER | 3/4"-50FT |  | 2M-3.5HRS | 70FT | 2MEN -1 HRS | 1-HEATER | 1M-3-HRS | 1-HEATER | 2MEN -.5HR | 1-HEATER | 1M-.5HR | 1-HEATER | 1M-.5HR | 1-HEATER | 1M-.5HR | 14
PRINT L-604 PARSONS / ARCHER STATION ARCHER AVE STA.-EMR 412,413& ELEV PIT 412,413 LIGHTING PLAN
EMR-413B 1-SWITCH AND 2 FIXTURES | 3/4"-100FT |  | 2M-1D-14HRS | 7-#12 | 2M-3.5-HRS | 1-SWITCH AND 3 FIXTURES | 1M-7-HRS | 1-SWITCH AND 3 FIXTURES | 2M-1-1HR | 1-SWITCH AND 3 FIXTURES | 1M-3-HR | 1-SWITCH AND 3 FIXTURES |  | 1-SWITCH AND 3 FIXTURES | 1M-.5 HR | 33.5
EMR-413A 1-SWITCH AND 2 FIXTURES | 3/4"-30FT |  | 2M-3HRS | 7-#12 | 2M-3.5-HRS | 1-SWITCH AND 2 FIXTURES | 1M-4-HRS | 1-SWITCH AND 2 FIXTURES | 2M-1-1HR | 1-SWITCH AND 2 FIXTURES | 1M-2-HR | 1-SWITCH AND 2 FIXTURES |  | 1-SWITCH AND 2 FIXTURES | 1M-.5 HR | 26.5
EMR-412 2-SWITCH AND 3 FIXTURES | 3/4"-100FT |  | 2M-1D-14HRS | 7-#12 | 2M-3.5-HRS | 1-SWITCH AND 3 FIXTURES | 1M-7-HRS | 1-SWITCH AND 3 FIXTURES | 2M-1-1HR | 1-SWITCH AND 3 FIXTURES | 1M-3-HR | 1-SWITCH AND 3 FIXTURES |  | 1-SWITCH AND 3 FIXTURES | 1M-.5 HR | 33.5
| CONDUIT POWER | CONDUIT CONTROLS | MH | WIRE | MH | DEVICES & EQP. | MH | TESTING | MH | TAG & TERMINATE | MH | GROUNDING & BONDING | MH | LAYOUT | MH
PRINT L-605 PARSONS / ARCHER STATION ARCHER AVE STA.-PANEL SCHEDULE
| CONDUIT POWER | CONDUIT CONTROLS | MH | WIRE | MH | DEVICES & EQP. | MH | TESTING | MH | TAG & TERMINATE | MH | GROUNDING & BONDING | MH | LAYOUT | MH
PRINT L-605 PARSONS / ARCHER STATION IND ARCHER AVE LINE FEEDER PLAN
1-1/2" CONDUIT EMR 413A APROXX 320 FT ABOVE HUNG CEILING
4" CONDUIT SW BOARD -2B TO DBEL 412 EMR APROXX 180 FT ABOVE HUNG CEILING
| CONDUIT POWER | CONDUIT CONTROLS | MH | WIRE | MH | DEVICES & EQP. | MH | TESTING | MH | TAG & TERMINATE | MH | GROUNDING & BONDING | MH | LAYOUT | MH
PRINT TE-601 ELEV.# 412 COMMUNICATIONS RISER DIAGRAM PARSONS BOULEVARD STATION
FROM COMM ROOM MR-278 (BENNING PANEL TO EMR #412 DATA CABINET POWER SUPPLY) | 3/4" 200' |  | 2M-2D -28 | 3-#10 -250FT | 2M-1HR |  |  | 3-#10 | 2M-.5-1HR | 3-#10 | 1M-.5 HR |  |  | CONDUIT | 1M-.5 HR | 30.5
FROM COMM ROOM MR-278 (TTBD TO EMR #412 TTB CABINET POWER SUPPLY) | 1-1/2"-200' |  | 2M-4D-56 | 1-25 PR -250FT | 2M-3.5 HR |  |  | 1-25 PR | 2M-.5-1HR | 1-25 PR | 1M-7-HR |  |  | CONDUIT | 1M-.5 HR | 71.5
APN.02.1 TO EMR #412 DATA CABINET ETHERNET EXTENDER | 1"-180FT |  | 2M-2D -28 | 1-CAT 6 | 2M-1HR |  |  | 1-CAT 6 | 2M-.5-1HR | 1-CAT 6 | 1M-.5 HR |  |  | CONDUIT | 1M-.5 HR | 32
APN.02.1TO EMR #412 IP (IP FEATURE PHONE) | 1"-180FT |  | 2M-2D -28 | 1-CAT 6 | 2M-1HR |  |  | 1-CAT 6 | 2M-.5-1HR | 1-CAT 6 | 1M-.5 HR |  |  | CONDUIT | 1M-.5 HR | 32
APN.02.1TO EMR #412 QPE (SECURE QUAD PORT ENCLOSURE) | 3/4"-180FT |  | 2M-2D -28 | 1-CAT 6 | 2M-1HR |  |  | 1-CAT 6 | 2M-.5-1HR | 1-CAT 6 | 1M-.5 HR |  |  | CONDUIT | 1M-.5 HR | 32
APN.02.1 TO EMR #412 LIF NET (LIF NET) | 1"-180FT |  | 2M-2D -28 | 1-CAT 6 | 2M-1HR |  |  | 1-CAT 6 | 2M-.5-1HR | 1-CAT 6 | 1M-.5 HR |  |  | CONDUIT | 1M-.5 HR | 32
APN.02.1TO EMR #412 ELEVATOR CONTROLER | 3/4"-180FT |  | 2M-2D -28 | 1-CAT 6 | 2M-1HR |  |  | 1-CAT 6 | 2M-.5-1HR | 1-CAT 6 | 1M-.5 HR |  |  | CONDUIT | 1M-.5 HR | 32
APN.02.1 TO IP (IP FEATURE PHONE) FULL TIME AGENT BOOTH 506 CONTROL AREA-BMT | 3/4"-40FT |  | 2M-3.5-7HRS | 1-CAT 6+ME206:P206 | 2M-1HR |  |  | 1-CAT 6 | 2M-.5-1HR | 1-CAT 6 | 1M-.5 HR |  |  | CONDUIT | 1M-.5 HR | 11
APN.02.1 TO STREET LEVEL LANDING SP (IP SPEAKERPHONE) | 3/4"-40FT |  | 2M-3.5-7HRS | 1-CAT 6 | 2M-1HR |  |  | 1-CAT 6 | 2M-.5-1HR | 1-CAT 6 | 1M-.5 HR |  |  | CONDUIT | 1M-.5 HR | 11
APN.02.1 TO CONTROLE LEVEL LANDING IP-ADA1 (IP CCTV CAMERA) | 3/4"-40FT |  | 2M-3.5-7HRS | 1-CAT 6 | 2M-1HR |  |  | 1-CAT 6 | 2M-.5-1HR | 1-CAT 6 | 1M-.5 HR |  |  | CONDUIT | 1M-.5 HR | 11
TTB IN EMR #412 TO ELEVATOR CAB #211-/ 1-1PR #20 FOR L2 & EE POWER .48VDC & 1PR #20 FOR EE DATA | 3/4"-40FT |  | 2M-3.5-7HRS | 1-CAT 6 | 2M-1HR |  |  | 1-CAT 6 | 2M-.5-1HR | 1-CAT 6 | 1M-.5 HR |  |  | CONDUIT | 1M-.5 HR | 11
TTB IN EMR #412 TO ELEVATOR CAB #211-/ 1-1PR #20 FOR L2 POE (2 LAYER SWITCH POE) | 3/4"-40FT |  | 2M-3.5-7HRS | 1-CAT 6 | 2M-1HR |  |  | 1-CAT 6 | 2M-.5-1HR | 1-CAT 6 | 1M-.5 HR |  |  | CONDUIT | 1M-.5 HR | 11
| CONDUIT POWER | CONDUIT CONTROLS | MH | WIRE | MH | DEVICES & EQP. | MH | TESTING | MH | TAG & TERMINATE | MH | GROUNDING & BONDING | MH | LAYOUT | MH
PRINT TE-602 ELEV.# 413A COMMUNICATIONS RISER DIAGRAM PARSONS BOULEVARD STATION
FROM COMM ROOM MR-278 (BENNING PANEL TO EMR #412 DATA CABINET POWER SUPPLY) | 3/4" 170' |  | 2M-2D -28 | 3-#10 -250FT | 2M-1HR |  |  | 3-#10 | 2M-.5-1HR | 3-#10 | 1M-.5 HR |  |  | CONDUIT | 1M-.5 HR | 30.5
FROM COMM ROOM MR-278 (TTBD TO EMR #412 TTB CABINET POWER SUPPLY) | 2-1/2"-170' |  | 2M-4D-56 | 1-25 PR -250FT | 2M-3.5 HR |  |  | 1-25 PR | 2M-.5-1HR | 1-25 PR | 1M-7-HR |  |  | CONDUIT | 1M-.5 HR | 71.5
APN.08.1 TO EMR #413 DATA CABINET ETHERNET EXTENDER | 1"-180FT |  | 2M-2D -28 | 1-CAT 6 | 2M-1HR |  |  | 1-CAT 6 | 2M-.5-1HR | 1-CAT 6 | 1M-.5 HR |  |  | CONDUIT | 1M-.5 HR | 32
APN.08.1TO EMR #413 IP (IP FEATURE PHONE) | 1"-180FT |  | 2M-2D -28 | 1-CAT 6 | 2M-1HR |  |  | 1-CAT 6 | 2M-.5-1HR | 1-CAT 6 | 1M-.5 HR |  |  | CONDUIT | 1M-.5 HR | 32
APN.08.1TO EMR #413 QPE (SECURE QUAD PORT ENCLOSURE) | 3/4"-180FT |  | 2M-2D -28 | 1-CAT 6 | 2M-1HR |  |  | 1-CAT 6 | 2M-.5-1HR | 1-CAT 6 | 1M-.5 HR |  |  | CONDUIT | 1M-.5 HR | 32
APN.08.1 TO EMR #413 LIF NET (LIF NET) | 1"-180FT |  | 2M-2D -28 | 1-CAT 6 | 2M-1HR |  |  | 1-CAT 6 | 2M-.5-1HR | 1-CAT 6 | 1M-.5 HR |  |  | CONDUIT | 1M-.5 HR | 32
APN.08.1TO EMR #413 ELEVATOR CONTROLER | 3/4"-180FT |  | 2M-2D -28 | 1-CAT 6 | 2M-1HR |  |  | 1-CAT 6 | 2M-.5-1HR | 1-CAT 6 | 1M-.5 HR |  |  | CONDUIT | 1M-.5 HR | 32
APN.02.1 TO MEZZANINELANDING SP ADA4 (IP SPEAKERPHONE) | 3/4"-40FT |  | 2M-3.5-7HRS | 1-CAT 6 | 2M-1HR |  |  | 1-CAT 6 | 2M-.5-1HR | 1-CAT 6 | 1M-.5 HR |  |  | CONDUIT | 1M-.5 HR | 11
APN.02.1 TO MEZZANINE LANDING IP-ADA4(IP CCTV CAMERA) | 3/4"-40FT |  | 2M-3.5-7HRS | 1-CAT 6 | 2M-1HR |  |  | 1-CAT 6 | 2M-.5-1HR | 1-CAT 6 | 1M-.5 HR |  |  | CONDUIT | 1M-.5 HR | 11
APN.06.1 TO UPPER PLATFORM LANDING SP ADA5 (IP SPEAKERPHONE) | 3/4"-40FT |  | 2M-3.5-7HRS | 1-CAT 6 | 2M-1HR |  |  | 1-CAT 6 | 2M-.5-1HR | 1-CAT 6 | 1M-.5 HR |  |  | CONDUIT | 1M-.5 HR | 11
APN.06.1 TO UPPER PLATFORM LANDING IP-ADA5(IP CCTV CAMERA) | 3/4"-40FT |  | 2M-3.5-7HRS | 1-CAT 6 | 2M-1HR |  |  | 1-CAT 6 | 2M-.5-1HR | 1-CAT 6 | 1M-.5 HR |  |  | CONDUIT | 1M-.5 HR | 11
APN.06.1 TO LOWER PLATFORM LANDING SP ADA6 (IP SPEAKERPHONE) | 3/4"-40FT |  | 2M-3.5-7HRS | 1-CAT 6 | 2M-1HR |  |  | 1-CAT 6 | 2M-.5-1HR | 1-CAT 6 | 1M-.5 HR |  |  | CONDUIT | 1M-.5 HR | 11
APN.06.1 TO LOWER PLATFORM LANDING IP-ADA6(IP CCTV CAMERA) | 3/4"-40FT |  | 2M-3.5-7HRS | 1-CAT 6 | 2M-1HR |  |  | 1-CAT 6 | 2M-.5-1HR | 1-CAT 6 | 1M-.5 HR |  |  | CONDUIT | 1M-.5 HR | 11
TTB IN EMR #413 TO ELEVATOR CAB #413 / 1-1PR #20 FOR L2 & EE POWER .48VDC & 1PR #20 FOR EE DATA | 3/4"-40FT |  | 2M-3.5-7HRS | 1-CAT 6 | 2M-1HR |  |  | 1-CAT 6 | 2M-.5-1HR | 1-CAT 6 | 1M-.5 HR |  |  | CONDUIT | 1M-.5 HR | 11
TTB IN EMR #413 TO ELEVATOR CAB #413 / 1-1PR #20 FOR L2 POE (2 LAYER SWITCH POE) | 3/4"-40FT |  | 2M-3.5-7HRS | 1-CAT 6 | 2M-1HR |  |  | 1-CAT 6 | 2M-.5-1HR | 1-CAT 6 | 1M-.5 HR |  |  | CONDUIT | 1M-.5 HR | 11
PRINT TE-605 ELEV.# 413B COMMUNICATIONS RISER DIAGRAM PARSONS BOULEVARD STATION
FROM COMM ROOM MR-278 (BENNING PANEL TO EMR #413B DATA CABINET 25 PR) | 1-1/2"-60' |  | 2M-1D-14 | 1-25 PR -250FT | 2M-3.5 HR |  |  | 1-25 PR | 2M-.5-1HR | 1-25 PR | 1M-7-HR |  |  | CONDUIT | 1M-.5 HR | 38.5
| CONDUIT POWER | CONDUIT CONTROLS | MH | WIRE | MH | DEVICES & EQP. | MH | TESTING | MH | TAG & TERMINATE | MH | GROUNDING & BONDING | MH | LAYOUT | MH
PRINT TE-603 / COMMUNICATIONS CONDUIT AND EQUIPMENT MEZZANINE LAYOUT PARSONS BOULEVARD STATION
PRINT TE-604 / COMMUNICATIONS CONDUIT AND EQUIPMENT UPPER PLATFORM PARSONS BOULEVARD STATION
PRINT TE-605 / COMMUNICATIONS CONDUIT AND EQUIPMENT LOWER PLATFORM PARSONS BOULEVARD STATION
PRINT TE-606 / EMR-412 COMMUNICATIONS CONDUIT AND EQUIPMENT PARSONS BOULEVARD STATION
PRINT TE-607 / EMR-413 COMMUNICATIONS CONDUIT AND EQUIPMENT PARSONS BOULEVARD STATION
| CONDUIT POWER | CONDUIT CONTROLS | MH | WIRE | MH | DEVICES & EQP. | MH | TESTING | MH | TAG & TERMINATE | MH | GROUNDING & BONDING | MH | LAYOUT | MH
PRINT TE-608 COMMUNICATIONS ROOM MR278 APPLICATIONS EQUIPMENT AND CONDUIT LAYOUT PARSONS BOULEVARD
PRINT TE-608 COMMUNICATIONS ROOM MR278 REMOVALS 1-1-1/2 CONDUIT & 1-3/4" 20 FT OF EACH -YOU WILL NEED EMD
| CONDUIT POWER | CONDUIT CONTROLS | MH | WIRE | MH | DEVICES & EQP. | MH | TESTING | MH | TAG & TERMINATE | MH | GROUNDING & BONDING | MH | LAYOUT | MH
PRINT TE-609 COMMUNICATIONS ROOM MR278 POWER EQUIPMENT AND CONDUIT LAYOUT PARSONS BOULEVARD
PRINT TE-610 TO 617 ALL EQUIPMENT AND CONDUIT LAYOUT PARSONS / ARCHER BOULEVARD
| CONDUIT POWER | CONDUIT CONTROLS | MH | WIRE | MH | DEVICES & EQP. | MH | TESTING | MH | TAG & TERMINATE | MH | GROUNDING & BONDING | MH | LAYOUT | MH
PRINT TE-002 REMOVING OF EXISTING SPEAKERPHONES & CAMERAS
ELEVATOR 412 MEZZANINE LANDING TO COMM ROOM SPEAKERPHONE | 400FT |  |  |  |  | 1 SPEAKERPHONE
ELEVATOR 412 CAB & EMR TO PLATFORM LANDING | 420FT |  |  |  |  | 1 SPEAKERPHONE
ELEVATOR 412 CAB EMR TO COMM ROOM SPEAKERPHONE | 420FT |  |  |  |  | 1 SPEAKERPHONE
ELEVATOR 413 MEZZANINE LANDING TO COMM ROOM SPEAKERPHONE | 330FT |  |  |  |  | 1 SPEAKERPHONE
ELEVATOR 413 PLATFORM LANDING TO COMM ROOM SPEAKERPHONE | 340FT |  |  |  |  | 1 SPEAKERPHONE
ELEVATOR 413 PLATFORM LANDING TO COMM ROOM SPEAKERPHONE | 350FT |  |  |  |  | 1 SPEAKERPHONE
ELEVATOR 413 CAB & EMR TO PLATFORM LANDING | 380FT |  |  |  |  | 1 SPEAKERPHONE
| CONDUIT POWER | CONDUIT CONTROLS | MH | WIRE | MH | DEVICES & EQP. | MH | TESTING | MH | TAG & TERMINATE | MH | GROUNDING & BONDING | MH | LAYOUT | MH
PRINT TF-301 FIRE ALARM SYSTEM DEVICE LAYOUT PARSONS/ ARCHER - ALL WORK MUST BE COORDINATED THROUGH NYCT
EMR- M44A & L11- ELEV.412 SMOKE DETECTOR | 100' - 3/4 |  | 2M-1D-14 | 420' | 2M-2H | CONTROL RELAY | 1M-1H | CONTROL RELAY | 2M-.5HR | CONTROL RELAY | 1M-1H |  |  | CONTROL RELAY | 1M-.5 HR | 28.5
EMR-M44A CONTROL RELAY MEZZANINE LEVEL | 100' - 3/4 |  | 2M-1D-14 | 420' | 2M-2H | CONTROL RELAY | 1M-1H | CONTROL RELAY | 2M-.5HR | CONTROL RELAY | 1M-1H |  |  | CONTROL RELAY | 1M-.5 HR | 28.5
| CONDUIT POWER | CONDUIT CONTROLS | MH | WIRE | MH | DEVICES & EQP. | MH | TESTING | MH | TAG & TERMINATE | MH | GROUNDING & BONDING | MH | LAYOUT | MH
PRINT TF-301 FIRE ALARM SYSTEM DEVICE LAYOUT PARSONS/ ARCHER - ALL WORK MUST BE COORDINATED THROUGH NYCT
EMR- M44A & L11- ELEV.413 SMOKE DETECTOR | 100' - 3/4 |  | 2M-1D-14 | 420' | 2M-2H | CONTROL RELAY | 1M-1H | CONTROL RELAY | 2M-.5HR | CONTROL RELAY | 1M-1H |  |  | CONTROL RELAY | 1M-.5 HR | 28.5
EMR-6003 CONTROL RELAY LOWER LEVEL | 100' - 3/4 |  | 2M-1D-14 | 420' | 2M-2H | CONTROL RELAY | 1M-1H | CONTROL RELAY | 2M-.5HR | CONTROL RELAY | 1M-1H |  |  | CONTROL RELAY | 1M-.5 HR | 28.5
| CONDUIT POWER | CONDUIT CONTROLS | MH | WIRE | MH | DEVICES & EQP. | MH | TESTING | MH | TAG & TERMINATE | MH | GROUNDING & BONDING | MH | LAYOUT | MH
PRINT FOC-600 LAYER 1 NETWORK DIAGRAM 34TH STREET HERALD SQ (MR278)
(E) TRANSIT WIRELESS SYSTEM FROM COMM J BOX 278-01 1-SM PATCH CORD |  |  |  | 2-SM PATCH CORD | 2M-1HR | NEW IE5000 | [9 empty] | 2
AND 1 SPARE DUPLEX SMF PATCH COARD IN (E) CONDUIT TO COMM ROOM MR 278 TO NEW IE5000 | [15 empty] | 2
(E) TRANSIT WIRELESS SYSTEM FROM COMM J BOX 278-10 1-SM PATCH CORD (LOWER LEVEL) |  |  |  | 2-SM PATCH CORD | 2M-1HR | [10 empty] | 2
AND 1 SPARE DUPLEX SMF PATCH COARD IN (E) CONDUIT TO COMM ROOM MR278-10TO (E) AFDP(LOWER LEVEL) | [15 empty] | 2
(E) AFDP TO NEW IE4010 1-SM PATCH CORD AND 1 SPARE DUPLEX (UPPER PLATFORM) |  |  |  | 2-SM PATCH CORD | 2M-1HR | IE5000 & IE4010 | [9 empty] | 2
(E) A-NODE 278-2 1 / 1-SM PATCH CORD AND 1 SPARE DUPLEX TO (E) DATA CABINET (MR278-02) |  |  |  | 2-SM PATCH CORD | 2M-1HR | IE5000 | [9 empty] | 2
| CONDUIT POWER | CONDUIT CONTROLS | MH | WIRE | MH | DEVICES & EQP. | MH | TESTING | MH | TAG & TERMINATE | MH | GROUNDING & BONDING | MH | LAYOUT | MH
PRINT FOC-601 LAYER 2 SIGNAL FLOW DIAGRAM PARSONS BLVD (MR278) STATION
(E) (MR278) DATA CABINET INSTALL NEW IE5000 ROOT SWITCH | [5 empty] | NEW IE5000 ROOT SWITCH
(E) (MR227) ESS CABINET INSTALL NEW IE4010 SWITCH | [5 empty] | IE4010 SWITCH | [9 empty] | 2
NEW APN.08. & 2 SW-1&2 AND 1-RSTP TRUNK LINE |  |  |  | RSTP TRUNK LINE | 2M-1HR | NEW APN.08. & 2 SW-1&2 | [9 empty] | 2
NEW APN.05. & 2 SW-1&2 AND 1-RSTP TRUNK LINE |  |  |  | RSTP TRUNK LINE | 2M-1HR | NEW APN.05 & 2 SW-1&2 | [9 empty] | 2
| CONDUIT POWER | CONDUIT CONTROLS | MH | WIRE | MH | DEVICES & EQP. | MH | TESTING | MH | TAG & TERMINATE | MH | GROUNDING & BONDING | MH | LAYOUT | MH
PRINT FOC-602 EQUIPMENT & CONDUIT LAYOUT PARSONS BLVD EAST MEZZANINE | [9 empty] | 1-NEW WALL MOUNT APN.02.1 | 1M-1HR | 1-NEW WALL MOUNT APN.02.1 | 1M-1HR | 1-NEW WALL MOUNT APN.02.1 | 1M-.5 HR | 3.5
1-NEW WALL MOUNT APN.02.1 | [5 empty] | 1-NEW WALL MOUNT APN.02.1 | 1M-1HR |  |  | 1- NETWORK PULLBOX | 1M-1HR | 1- NETWORK PULLBOX | 1M-1HR | 1- NETWORK PULLBOX | 1M-.5 HR | 9.5
1-NEW NETWORK PULLBOX | 1"-20' |  | 2M-1H | 4 STRAND SMF | 2M-1H | 1- NETWORK PULLBOX | 1M-3HR |  |  | 1-APPLICATION PULLBOX | 1M-1HR | 1-APPLICATION PULLBOX | 1M-1HR | 1-APPLICATION PULLBOX | 1M-.5 HR | 9.5
1-NEW APPLICATION PULLBOX | 1"-20' |  | 2M-1H | POWER CABLE ? | 2M-1H | 1-APPLICATION PULLBOX | 1M-3HR
| CONDUIT POWER | CONDUIT CONTROLS | MH | WIRE | MH | DEVICES & EQP. | MH | TESTING | MH | TAG & TERMINATE | MH | GROUNDING & BONDING | MH | LAYOUT | MH
PRINT FOC-603 & 604 EQUIPMENT & CONDUIT LAYOUT PARSONS BLVD LOWER LEVEL
1-NEW AN.08.1 BACK BOX & 1" CONDUIT W/ 4 STRAND SMF | 3/4"-220' | 2M-2.5D-35 |  | 4 STRAND SMF | 2M-1H | AN.06. BACK BOX | 1M-1HR |  |  | AN.06. BACK BOX | 1M-1HR | AN.06. BACK BOX | 1M-1HR | AN.06. BACK BOX | 1M-.5 HR | 47.5
4-NEW APN PULLBOX & 1" CONDUIT W/ 3#12 TO EDR ABOVE RUP2 | 1"-160' | 2M-1D |  | 3#12 | 2M-1H | 1-PULLBOX | 1M-3HR |  |  | 1-PULLBOX | 1M-1HR | 1-PULLBOX | 1M-1HR | 1-PULLBOX | 1M-.5 HR | 21.5
1-NEW APPLICATION PULLBOX | [5 empty] | 1-PULLBOX | 1M-3HR |  |  | 1-PULLBOX | 1M-1HR | 1-PULLBOX | 1M-1HR | 1-PULLBOX | 1M-.5 HR | 5.5
1-NEW APN.8..1 COLUMN MOUNT | [5 empty] | 1-APN.06.1 | 1M-1HR |  |  | 1-APN.06.1 | 1M-1HR | 1-APN.06.1 | 1M-1HR | 1-APN.06.1 | 1M-.5 HR | 3.5
1-NEW AN.08.1 TO EXISTING BACK BOX | [5 empty] | 1-NEW AN.07 | 1M-1HR |  |  | 1-NEW AN.07 | 1M-1HR | 1-NEW AN.07 | 1M-1HR | 1-NEW AN.07 | 1M-.5 HR | 3.5
1" CONDUIT FROM (E) AN BOX TO NEW APN PULLBOX W/ NEW 4 STRAND SMF | 1"-50' | 2M-3.5HR |  | 4 STRAND SMF | 2M-1H | 1-NEW APN PULLBOX | 1M-3HR |  |  | 1-NEW APN PULLBOX | 1M-1HR | 1-NEW APN PULLBOX | 1M-1HR | 1-NEW APN PULLBOX | 1M-.5 HR | 14.5
| CONDUIT |  | MH | WIRE | MH | DEVICES & EQP. | MH | TESTING | MH | TAG & TERMINATE | MH | GROUNDING & BONDING | MH | LAYOUT | MH
| CONDUIT POWER | CONDUIT CONTROLS | MH | WIRE | MH | DEVICES & EQP. | MH | TESTING | MH | TAG & TERMINATE | MH | GROUNDING & BONDING | MH | LAYOUT | MH
PRINT FOC-605 ATM CABINET LAYOUT COMMUNICATIONS ROOM MR-12A | [7 empty] | 1M-.5HR |  | 1M-.5HR
| CONDUIT POWER | CONDUIT CONTROLS | MH | WIRE | MH | DEVICES & EQP. | MH | TESTING | MH | TAG & TERMINATE | MH | GROUNDING & BONDING | MH | LAYOUT | MH
| CONDUIT POWER | CONDUIT CONTROLS | MH | WIRE | MH | DEVICES & EQP. | MH | TESTING | MH | TAG & TERMINATE | MH | GROUNDING & BONDING | MH | LAYOUT | MH
PRINT FOC-207 AFDP WIRING DIAGRAM FROM MR12A TO MR227
| CONDUIT POWER | CONDUIT CONTROLS | MH | WIRE | MH | DEVICES & EQP. | MH | TESTING | MH | TAG & TERMINATE | MH | GROUNDING & BONDING | MH | LAYOUT | MH
PRINT MPT -200 & MPT-001 TO MPT-004
| CONDUIT POWER | CONDUIT CONTROLS | MH | WIRE | MH | DEVICES & EQP. | MH | TESTING | MH | TAG & TERMINATE | MH | GROUNDING & BONDING | MH | LAYOUT | MH
PRINT IC-601 PARSONS / ARCHER EL-412 VENTILATION NTERMED. PLATFORM. PLAN -1 ELEC.CON. EQUIP. LAYOUT
ELEV #209 PRINT IC -601- EF-3CP/ EF-MT / EF-T / ELECT.HEATER THERMOSTAT-UH-T EQUIPMENT LAYOUT PRINT E-601 | PRINT E-601 |  |  |  |  | EXH.FAN MANUAL TIMER
| CONDUIT POWER | CONDUIT CONTROLS | MH | WIRE | MH | DEVICES & EQP. | MH | TESTING | MH | TAG & TERMINATE | MH | GROUNDING & BONDING | MH | LAYOUT | MH
PRINT IC-602 34TH STREET BROADWAY EL-212 VENTILATION NTERMED. PLATFORM. PLAN -2 ELEC.CON. EQUIP. LAYOUT
ELEV #209 PRINT IC -602- EF-3CP/ EF-MT / EF-T / ELECT.HEATER THERMOSTAT-UH-T EQUIPMENT LAYOUT PRINT E-602 | PRINT E-602 |  |  |  |  | EXH.FAN MANUAL TIMER
| CONDUIT POWER | CONDUIT CONTROLS | MH | WIRE | MH | DEVICES & EQP. | MH | TESTING | MH | TAG & TERMINATE | MH | GROUNDING & BONDING | MH | LAYOUT | MH
PRINT IC-802 34TH STREET BROADWAY EL-211 VENTILATION NTERMED. PLATFORM. PLAN -1 ELEC.CON. EQUIP. LAYOUT
ELEV #210 PRINT IC -603- EF-3CP/ EF-MT / EF-T / ELECT.HEATER THERMOSTAT-UH-T EQUIPMENT LAYOUT PRINT E-603 | PRINT E-603 |  |  |  |  | EXH.FAN MANUAL TIMER
M-HRS
|  |  |  | TOTAL |  | TOTAL |  | TOTAL |  | TOTAL |  | TOTAL |  | TOTAL |  | TOTAL
|  |  |  | 3/4 CONDUIT -3,850 |  | 1" CONDUIT-1700 |  | 1-1/2" CONDUIT-840' |  | 2" CONDUIT-690' |  | 2-1/2" CONDUIT- 900' |  | 4" CONDUIT-180' |  | 2644
|  |  |  | REMOVAL-3/4 CONDUIT -600' |  |  |  | 1-1/2" CONDUIT-450'

## Labor Estimate - Flatbush
CONTRACT E-34026
FLATBUSH AVENUE STATION ELEVATOR #319 | CONDUIT POWER | CONDUIT CONTROLS | MH | WIRE | MH | DEVICES & EQP. | MH | TESTING | MH | TAG & TERMINATE | MH | GROUNDING & BONDING | MH | LAYOUT | MH | M-HRS
PRINT A-402 FLATBUSH AVENUE STATION DEMOLITION PLANS 1 OF 2 -ELEV-319 - REMOVELS
SURVEY KEY NOTES
NOTE-2-REMOVE HALL STATION INTERCOM & COSTOMER SERVICE CALL BUTTON L-401 | [5 empty] | HALL STATION INTERCOM | 2M-1D-14 | [8 empty] | 14
NOTE-13-REMOVE EMR EQUIP. REMOVEL TO BE COORDINATED WITH ALL DISCIPLINES L-401 | [5 empty] | REMOVE EQUIPMENT 6 PIECES | 2M-2D-28 | [8 empty] | 28
PRINT A-403 FLATBUSH AVENUE STATION DEMOLITION PLANS 2 OF 2 -ELEV-319 - REMOVALS | CONDUIT POWER | CONDUIT CONTROLS | MH | WIRE | MH | DEVICES & EQP. | MH | TESTING | MH | TAG & TERMINATE | MH | GROUNDING & BONDING | MH | LAYOUT
NOTE-2-REMOVE FIRE CONTROL PANEL (SEE FIRE ALARM DWGS FOR MORE INFO. | [5 empty] | FIRE CONTROL PANEL | 2M-1D-14 | [8 empty] | 14
NOTE-13-REMOVE SUMP PIT PUMP L-401 |  |  |  | SUMP PIT PUMP | 2M-.5HR | [10 empty] | 1
PRINT A-404 FLATBUSH AVENUE STATION CONSTRUCTION PLANS 1 OF 2 -ELEV-319 | CONDUIT POWER | CONDUIT CONTROLS | MH | WIRE | MH | DEVICES & EQP. | MH | TESTING | MH | TAG & TERMINATE | MH | GROUNDING & BONDING | MH | LAYOUT
NOTE-8-INSTALL SUMP PIT PUMP L-401 |  |  |  | SUMP PIT PUMP | 2M-.5HR | [10 empty] | 1
NOTE-21-RELOCATE EXISTING ELEC. CONDUITS AS REQUIRED | TBD |  | 2M-1D-14 | TBD | 2M-2HR | [10 empty] | 16
NOTE-25-1 ELEC. CABINET |  |  |  | ELEC. CABINE | 2M-3.5HRS | ELEC. CABINE | 2M-3.5HRS | [8 empty] | 14
PRINT A-405 FLATBUSH AVENUE STATION CONSTRUCTION PLANS 2 OF 2 -ELEV-319 | CONDUIT POWER | CONDUIT CONTROLS | MH | WIRE | MH | DEVICES & EQP. | MH | TESTING | MH | TAG & TERMINATE | MH | GROUNDING & BONDING | MH | LAYOUT
NOTE-26-LED STRIP FIXTURE | TBD |  | 2M-1D-14 |  |  | LED STRIP FIXTURE | 1M-3HRS | LED STRIP FIXTURE | 1M.5HR | LED STRIP FIXTURE | 1M.5HR | LED STRIP FIXTURE | 1M.5HR |  |  | 18.5
NOTE-26-ELECTRICAL CONDUIT | TBD |  | 2M-1D-14 | [12 empty] | 14
PRINT A-406 FLATBUSH AVENUE STATION ELEVATIONS AND DETAILS -ELEV-319
PRINT A-407 FLATBUSH AVENUE STATION SECTIONS -ELEV-319
PRINT A-408 FLATBUSH AVENUE STATION HEADHOUSE SECTIONS -ELEV-319
PRINT A-409 FLATBUSH AVENUE STATION CAB PLANS AND ELEVATIONS -ELEV-319 | CONDUIT POWER | CONDUIT CONTROLS | MH | WIRE | MH | DEVICES & EQP. | MH | TESTING | MH | TAG & TERMINATE | MH | GROUNDING & BONDING | MH | LAYOUT | MH
1-RECESSED LED LIGHT FIXTURES | 3/4" 100FT |  | 2M-1D-14 |  |  | 2-LED LIGHT FIXTURES | 2M-1/2HR | 2-LED LIGHT FIXTURES | 1M-1/2HR |  |  | 2-LED LIGHT FIXTURES | 1M-.5 HR |  |  | 16
2-SURFACE MOUNTED CCTV CAMERA W/DOME-FINAL LOCATION BY COMM | 3/4" 100FT |  | 2M-1D-14 |  |  | 1-CCTV CAMERA | 2M-1/2HR | 1-CCTV CAMERA | 1M-1/2HR |  |  | 1-CCTV CAMERA | 1M-.5 HR |  |  | 16
3-EXHAUST FAN W/ST STL HOUSING | 3/4" 100FT |  | 2M-2D-28 |  |  | 1-EXHAUST FAN | 2M-1/2HR | 1-EXHAUST FAN | 1M-1/2HR |  |  | 1-EXHAUST FAN | 1M-.5 HR |  |  | 30
PRINT A-410 FLATBUSH AVENUE STATION RESTROOMS PROPOSED ELEVATIONS -ELEV-319
PRINT A-410 TO 413 FLATBUSH AVENUE STATION DETAILS 1 OF 3 TO 3 OF 3 -ELEV-319
PRINT A-414 FLATBUSH AVENUE STATION RESTROOMS RCP PLANS-REMOVALS PRINT L-400
PRINT C-401 TO C-406-FLATBUSH AVENUE STATION ROOF DEMOLITION AND CONSTRUCTION
PRINT E-401 FLATBUSH AVE / NOSTRAND AVE STATION ELEVATOR PLATFORM -ELEV-319 | CONDUIT POWER | CONDUIT CONTROLS | MH | WIRE | MH | DEVICES & EQP. | MH | TESTING | MH | TAG & TERMINATE | MH | GROUNDING & BONDING | MH | LAYOUT | MH
EMR #1 INSTALL NEW / PRINT H-401
1-EXHAUST FAN CONTROL PANEL / PRINT H-401 | 3/4" -30FT | 3/4" -30FT | 2M-3.5HRS | 120FT | 2MEN -1 HRS | EXHAUST FAN. CON. PNL | 2MEN 3HRS | EXHAUST FAN. CON. PNL | 2MEN -2HRS | EXHAUST FAN. CON. PNL | 1M-4HRS | EXHAUST FAN. CON. PNL | 1M-2HRS | EXHAUST FAN. CON. PNL | 1M-.5 HR | 24.5
1-EXHAUST FAN / PRINT H-401 | 3/4" -30FT | 3/4" -30FT | 2M-3.5HRS | 120FT | 2MEN -1 HRS | EXHAUST FAN. | 1MAN 1HR |  |  | EXHAUST FAN. | 1M-1/2 HR | EXHAUST FAN. |  | EXHAUST FAN. | 1M-.5 HR | 24.5
1-EXHAUST FAN THERMOSTAT / PRINT H-401 | 3/4" -30FT | 3/4" -30FT | 2M-3.5HRS | 120FT | 2MEN -1 HRS | EXHAUST FAN. THERM | 1MAN 1HR |  |  | EXHAUST FAN. THERM | 1M-1/2 HR | EXHAUST FAN. THERM |  | EXHAUST FAN. THERM | 1M-.5 HR | 24.5
1-EXHAUST FAN TIGHT TO THE CEILING / PRINT H-401 | 3/4" -30FT | 3/4" -30FT | 2M-3.5HRS | 120FT | 2MEN -1 HRS | EXHAUST FAN. | 1MAN 1HR |  |  | EXHAUST FAN. | 1M-1/2 HR | EXHAUST FAN. |  | EXHAUST FAN. | 1M-.5 HR | 24.5
1-OIL COOLER FAN / PRINT H-401 | [5 empty] | OIL COOLER FAN
1-OIL COOLER PUMP | [5 empty] | OIL COOLER PUMP
1-TELEPHONE | 3/4" -50FT | 3/4" -50FT | 2M-1D-14 | 70FT | 2MEN -1 HRS | TELEPHONE | 1MAN 1HR | TELEPHONE | 1M-.5 HR | TELEPHONE | 1M-1/2 HR | TELEPHONE |  | TELEPHONE | 1M-.5 HR | 32.5
1-TTB CABINET | 200' - 2-1/2 |  | 2M-3D-42 | 420' | 2M-1D-14 | TTB CABINET | 2MEN 3HRS | TTB CABINET | 2M-1HR-2HRS | TTB CABINET | 1M-4HRS | TTB CABINET | 1M-2HRS | TTB CABINET | 1M-.5 HR | 70.5
1-DATA CABINET | 200' - 2" |  | 2M-3D-42 | 420' | 2M-1D-14 | DATA CABINET | 2MEN 3HRS | DATA CABINET | 2M-1HR-2HRS | DATA CABINET | 1M-4HRS | DATA CABINET | 1M-2HRS | DATA CABINET | 1M-.5 HR | 70.5
1-QUADRUPLE DATA PORTS | 3/4" -50FT |  | 2M-3HR-6 | 70FT | 2MEN -1 HRS | QUADRUPLE DATA PORTS |  | QUADRUPLE DATA PORTS | 2M-1HR-2HRS | QUADRUPLE DATA PORTS | 1M-4HRS | QUADRUPLE DATA PORTS | 1M-2HRS | QUADRUPLE DATA PORTS | 1M-.5 HR | 24
DBEL | [5 empty] | ELEVATOR CONTROLLER
1-ELECTRIC HEATER / PRINT H-401 / L-403 | L-403
1-ELECTRIC HEATER THERMOSTAT / PRINT H-401 | 3/4" -50FT | 3/4" -50FT | 2M-1D-14 | 170FT | 2MEN -1 HRS | ELECTRIC HEATER THERM | 1MAN 1HR |  |  | EXHAUST FAN. THERM | 1M-1/2 HR | EXHAUST FAN. THERM |  | EXHAUST FAN. THERM | 1M-.5 HR | 31.5
1-F.A. CONTROL PANEL & MODULE / HORN & STROBE | 3/4" -100FT | 3/4" -100FT | 2M-2D-28 | 220FT | 2MEN -1 HRS | CONTROL PANEL &HORN & STROBE | 2MAN 3.5HR | HORN & STROBE | 2MEN -1 HRS | HORN & STROBE | 2MEN -1 HRS | HORN & STROBE |  | HORN & STROBE | 1M-.5 HR | 35
1-LIGHTING PANEL / L-403 | L-403
1-ELEVATOR DISCONNECT SW / L-403/ L-402
1-HEAT TRACE PANEL ? I ONLY SAW THE THE WIRE FROM THE POWER UNIT
1-POWER UNIT | [5 empty] | POWER UNIT
PRINT L-400 FLATBUSH AVE STATION PIT & ELECTRICAL REMOVALS EMR& -ELEV-319 PIT | CONDUIT POWER | CONDUIT CONTROLS | MH | WIRE | MH | DEVICES & EQP. | MH | TESTING | MH | TAG & TERMINATE | MH | GROUNDING & BONDING | MH | LAYOUT | MH
WOMAN'S BATHROOM 4-FIX, 1-SW, 2 HEATERS | 3/4" 100FT |  | 2M-3.5HRS |  |  | 4-FIX, 1-SW, 2 HEATERS | 2M-3.5HRS | 4-FIX, 1-SW, 2 HEATERS | 2M-.5HRS | [6 empty] | 15
MEN'S BATHROOM 3-FIX, 1-SW, 1 HEATER | 3/4" 100FT |  | 2M-3.5HRS |  |  | 3-FIX, 1-SW, 1 HEATERS | 2M-3.5HRS | 3-FIX, 1-SW, 1 HEATERS | 2M-.5HRS | [6 empty] | 15
EMR # 319 2-FIX, 1-SW, 1-HTR, 1- DIS SW,1-REC | 3/4" 100FT |  | 2M-3.5HRS |  |  | 2-FIX, 1-SW, 1-HTR, 1- DIS SW,1-REC | 2M-3.5HRS | 2-FIX, 1-SW, 1-HTR, 1- DIS SW,1-REC | 2M-3.5HRS | [6 empty] | 15
ELEVATOR PIT 319 - 1-FIX, 1-SW,1-REC | 3/4" 50FT |  | 1M-3.5HRS |  |  |  | 1M-3.5HRS | 1-FIX, 1-SW,1-REC | 1M-1HR | [6 empty] | 8
NOTE-9 RELOCATE THE EXISTING 1" CONDUIT / CABLES THAT WILL INTERFERE W/ CONSTRUCTION | TBD |  | 2M-1D-14 | [12 empty] | 14
NOTE-8 TERMINATE THE EXISTING 3 COMPARTMENT TROUGH OUTSISE THE(N) ELEC. ROOM | [5 empty] | EXISTING - TROUGH | 2M-1D-14 | [8 empty] | 14
PRINT L-401 FLATBUSH AVE STATION IRT NOSTRAND AVE LINE -ONE LINE -REMOVALS | CONDUIT POWER | CONDUIT CONTROLS | MH | WIRE | MH | DEVICES & EQP. | MH | TESTING | MH | TAG & TERMINATE | MH | GROUNDING & BONDING | MH | LAYOUT | MH
NORMAL EDR FROM PANEL DB3 TO EMR 319- 100A DIS. | 1-1/2" -250' |  | 2M-2D-28 | 4#2 | 2MEN -1 HRS | [10 empty] | 30
PRINT L-402 FLATBUSH AVE STATION IRT NOSTRAND AVE LINE -ONE LINE - NEW INSTALL | CONDUIT POWER | CONDUIT CONTROLS | MH | WIRE | MH | DEVICES & EQP. | MH | TESTING | MH | TAG & TERMINATE | MH | GROUNDING & BONDING | MH | LAYOUT | MH
NORMAL EDR FROM ATS-1 (400A) TO FFDS | 1" - 50FT |  | 2M-3.5HRS | 3-#8 & 1-#10 | 2MEN -1 HRS | FFDS | 1M-3.5HRS |  | 1M-1HR | [6 empty] | 8
NORMAL EDR FROM DB1-CKTB#1-250A TO EPR | 3"-250' |  | 2M-3D | 4-250KCMIL& 1#4G | 4M-5HR |  |  | 4-250KCMIL& 1#4G | 2M-1HR | 4-250KCMIL& 1#4G | 1M-2HR | EDR & EMR | 1M-6H | EDR & EMR CONDUIT & EQUIP. | 1M.5HR | 61.5
EPR TO-EMR DSEL319 | 1-1/2" -150' |  | 2M-2D-28 | 4#2/O & #6 GND | 3MEN -5HRS | DSEL319 | 2M-3.5HRS | 4#2/O & #6 GND | 2M-1HR | 2M-1HR | 1M-2HR | EDR & EMR | 1M-6H | EDR & EMR CONDUIT & EQUIP. | 1M.5HR | 51
EPR DSEL319 TO-EMR LPE319 | 1-1/2" -150' |  | 2M-2D-28 | 4#2/O & #6 GND | 3MEN -5HRS | LPE319 | 2M-3.5HRS | 4#2/O & #6 GND | 2M-1HR | 2M-1HR | 1M-2HR | EDR & EMR | 1M-6H | EDR & EMR CONDUIT & EQUIP. | 1M.5HR | 51
PRINT L-403 & 404 FLATBUSH AVE STATION IRT NOSTRAND AVE LINE -ONE LINE - POWER PLAN (NEW) | CONDUIT POWER | CONDUIT CONTROLS | MH | WIRE | MH | DEVICES & EQP. | MH | TESTING | MH | TAG & TERMINATE | MH | GROUNDING & BONDING | MH | LAYOUT | MH
1-LIGHTING PANEL PRINT L-402
1-DSEL319 PRINT L-402
DBEL | [5 empty] | ELEVATOR CONTROLLER
WOMAN'S BATHROOM 2-FIX, 1-SW, 1 HTR, H.DRYER | 3/4" 100FT |  | 2M-1D |  | 2MEN -1 HRS | 2-FIX, 1-SW, 1 HTR, H.DRYER | 2M-3.5HRS | 2-FIX, 1-SW, 1 HTR, H.DRYER | 2M-.5HRS | 2-FIX, 1-SW, 1 HTR, H.DRYER | 1M-2HR | 2-FIX, 1-SW, 1 HTR, H.DRYER | 1M-6H | 2-FIX, 1-SW, 1 HTR, H.DRYER | 1M.5HR | 41.5
MEN'S BATHROOM 2-FIX, 1-SW, 1 HTR, H.DRYER | 3/4" 100FT |  | 2M-1D |  | 2MEN -1 HRS | 3-FIX, 1-SW, 1 HEATERS | 2M-3.5HRS | 3-FIX, 1-SW, 1 HEATERS | 2M-.5HRS | 3-FIX, 1-SW, 1 HEATERS | 1M-2HR | 3-FIX, 1-SW, 1 HEATERS | 1M-6H | 3-FIX, 1-SW, 1 HEATERS | 1M.5HR | 41.5
EMR # 319 4-FIX, , SW,2-REC | 3/4" 100FT |  | 2M-1D |  | 2MEN -1 HRS | 4-FIX, , SW,2-REC | 2M-3.5HRS | 4-FIX, , SW,2-REC | 2M-3.5HRS | 4-FIX, , SW,2-REC | 1M-2HR | 4-FIX, , SW,2-REC | 1M-6H | 4-FIX, , SW,2-REC | 1M.5HR | 41.5
ELEVATOR PIT 319 - 1-REC 1-SW, 1-FIX | 3/4" 50FT |  | 1M-3.5HRS |  | 2MEN -1 HRS | 1-REC 1-SW, 1-FIX | 1M-3.5HRS | 1-FIX, 1-SW,1-REC | 1M-1HR | 1-REC 1-SW, 1-FIX | 1M-2HR | 1-REC 1-SW, 1-FIX | 1M-3H | 1-REC 1-SW, 1-FIX | 1M.5HR | 36.5
PRINT L-405 FLATBUSH AVE STATION IRT NOSTRAND AVE LINE PANEL SCHEDULE
PRINT L-406 FLATBUSH AVE STATION IRT NOSTRAND AVE ELEV.319 FEEDER PLAN
PRINT TE-401 ELEV.# 319 COMMUNICATIONS EQUIPMENT RISER DIAGRAM FLATBUSH AVE
FROM COMM ROOM MR-359 (BENNING PANEL TO EMR #319 DATA CABINET POWER SUPPLY) | 3/4" 200' |  | 2M-2D -28 | 3-#10 -250FT | 2M-1HR |  |  | 3-#10 | 2M-.5-1HR | 3-#10 | 1M-.5 HR |  |  | CONDUIT | 1M-.5 HR | 30.5
FROM COMM ROOM MR-358 (TTBD TO EMR #412 TTB CABINET POWER SUPPLY) | 1-1/2"-200' |  | 2M-4D-56 | 1-25 PR -250FT | 2M-3.5 HR |  |  | 1-25 PR | 2M-.5-1HR | 1-25 PR | 1M-7-HR |  |  | CONDUIT | 1M-.5 HR | 71.5
APN.07.1 TO EMR #319 DATA CABINET ETHERNET EXTENDER | 1"-180FT |  | 2M-2D -28 | 1-CAT 6 | 2M-1HR |  |  | 1-CAT 6 | 2M-.5-1HR | 1-CAT 6 | 1M-.5 HR |  |  | CONDUIT | 1M-.5 HR | 32
APN.07.1TO EMR #319 IP (IP FEATURE PHONE) | 1"-180FT |  | 2M-2D -28 | 1-CAT 6 | 2M-1HR |  |  | 1-CAT 6 | 2M-.5-1HR | 1-CAT 6 | 1M-.5 HR |  |  | CONDUIT | 1M-.5 HR | 32
APN.07.1TO EMR #319 QPE (SECURE QUAD PORT ENCLOSURE) | 3/4"-180FT |  | 2M-2D -28 | 1-CAT 6 | 2M-1HR |  |  | 1-CAT 6 | 2M-.5-1HR | 1-CAT 6 | 1M-.5 HR |  |  | CONDUIT | 1M-.5 HR | 32
APN.07.1 TO EMR #319 LIF NET (LIF NET) | 1"-180FT |  | 2M-2D -28 | 1-CAT 6 | 2M-1HR |  |  | 1-CAT 6 | 2M-.5-1HR | 1-CAT 6 | 1M-.5 HR |  |  | CONDUIT | 1M-.5 HR | 32
APN.07.1TO EMR #319 ELEVATOR CONTROLER | 3/4"-180FT |  | 2M-2D -28 | 1-CAT 6 | 2M-1HR |  |  | 1-CAT 6 | 2M-.5-1HR | 1-CAT 6 | 1M-.5 HR |  |  | CONDUIT | 1M-.5 HR | 32
APN.07.1 TO IP (IP FEATURE PHONE) FULL TIME AGENT BOOTH R645 CONTROL AREA | 3/4"-40FT |  | 2M-3.5-7HRS | 1-CAT 6+ME206:P206 | 2M-1HR |  |  | 1-CAT 6 | 2M-.5-1HR | 1-CAT 6 | 1M-.5 HR |  |  | CONDUIT | 1M-.5 HR | 11
APN.07.1 TO STREET LEVEL LANDING SP (IP SPEAKERPHONE) | 3/4"-40FT |  | 2M-3.5-7HRS | 1-CAT 6 | 2M-1HR |  |  | 1-CAT 6 | 2M-.5-1HR | 1-CAT 6 | 1M-.5 HR |  |  | CONDUIT | 1M-.5 HR | 11
APN.07.1 TO CONTROLE AREA IP-ADA1 (IP CCTV CAMERA) | 3/4"-40FT |  | 2M-3.5-7HRS | 1-CAT 6 | 2M-1HR |  |  | 1-CAT 6 | 2M-.5-1HR | 1-CAT 6 | 1M-.5 HR |  |  | CONDUIT | 1M-.5 HR | 11
TTB IN EMR #319 TO ELEVATOR CAB #319-/ 1-1PR #20 FOR L2 & EE POWER .48VDC & 1PR #20 FOR EE DATA | 3/4"-40FT |  | 2M-3.5-7HRS | 1-CAT 6 | 2M-1HR |  |  | 1-CAT 6 | 2M-.5-1HR | 1-CAT 6 | 1M-.5 HR |  |  | CONDUIT | 1M-.5 HR | 11
TTB IN EMR #319 TO ELEVATOR CAB #319-/ 1-1PR #20 FOR L2 POE (2 LAYER SWITCH POE) | 3/4"-40FT |  | 2M-3.5-7HRS | 1-CAT 6 | 2M-1HR |  |  | 1-CAT 6 | 2M-.5-1HR | 1-CAT 6 | 1M-.5 HR |  |  | CONDUIT | 1M-.5 HR | 11
PRINT TE-402 COMMUNICATIONS & IP EQUIPMENT & CONDUIT LAYOUT PLAT. FLATBUSH AVE STATION
PRINT TE-403 COMMUNICATIONS & EQUIPMENT & CONDUIT LAYOUT PLAT. FLATBUSH AVE STATION
PRINT TE-404 EXISTING APC POWERPLANT PP.02 MR359 ONE LINE DIAGRAM . FLATBUSH AVE STATION
PRINT TE-405 COMMUNICATIONS RM. MR359 APP.B& EQP. FLATBUSH AVE STATION | CONDUIT POWER | CONDUIT CONTROLS | MH | WIRE | MH | DEVICES & EQP. | MH | TESTING | MH | TAG & TERMINATE | MH | GROUNDING & BONDING | MH | LAYOUT | MH
APV TO CCTV ENCLOSURE | 3/4"- 20FT |  | 1M-3.5HRS | 2C#18 | 1M-1HR |  |  |  |  | 2C#18 | 1M-1HR |  |  | 3/4"- CONDUIT | 1M.5HR | 6
APV TO CCTV ENCLOSURE | 1"- 20FT |  | 1M-3.5HRS | 6#12 | 1M-1HR |  |  |  |  | 6#12 | 1M-1HR |  |  | 1"-CONDUIT | 1M.5HR | 6
(E)- ATM CABINET | 3/4"- 20FT |  | 1M-3.5HRS | 3-CAT6 | 1M-1HR |  |  |  |  | 3-CAT6 | 1M-1HR |  |  | 3/4"-CONDUIT | 1M.5HR | 6
PRINT TE-406 TYPICAL EMR DATA CABINET POWER RISER DIAGRAM FLATBUSH AVE STATION
PRINT TE-407 CCTV VIDEO ROUTING FOR NYCT AND NYPD FLATBUSH AVE STATION
PRINT TE-408 EMR 319 COMMUNICATIONS EQUIPMENT AND CONDUIT LAYOUT FLATBUSH AVE STATION
PRINT TE-409 CCTV ENCLOSURE FRONT AND SIDE LAYOUT FLATBUSH AVE STATION
PRINT TE-410 CCTV ENCLOSURE WIRING FLATBUSH AVE STATION
PRINT TE-411 VIDO RECORDING SERVER POWER LOSS SHUTDOWN BLOCK DIAGRAM FLATBUSH AVE STATION
PRINT TF-400 FIRE ALARM SYSTEM RISER DIAGRAM FLATBUSH AVE STATION NOSTRAND LINE , IRT
PRINT TF-401 FIRE ALARM SYSTEM DEVICE LAYOUT FLATBUSH AVE STATION NOSTRAND LINE , IRT | CONDUIT POWER | CONDUIT CONTROLS | MH | WIRE | MH | DEVICES & EQP. | MH | TESTING | MH | TAG & TERMINATE | MH | GROUNDING & BONDING | MH | LAYOUT | MH
EMR 319 FACP TO AGENT BOOTH FAA | 3/4" 160FT |  | 2M-10.5 HRS | F.A. CABLE | 2MEN -1 HRS | 2- FAA | 2M-3.5HRS | F.A. CABLE | 2M-1HR | F.A. CABLE | 1M-1HR | FACP & FAA | 1M-3H | FAA & CONDUIT | 1M.5HR | 36.5
FACP TO 2-CR DEVICES, 1-MM DEVICE, 1-HORN & STROBE,1-S.D. IN EMR 319 ROOM | 3/4"- 20FT |  | 1M-3.5HRS | F.A. CABLE | 2MEN -2 HRS | 5-DEVICES | 1M-4HRS | F.A. CABLE | 2M-1HR | F.A. CABLE | 1M-1HR |  |  | CONDUIT & BOXES | 1M.5HR | 17.5
FACP TO ELEV. PIT & CONRTOL AREA -3 SMOKE DETECTOR | 3/4" 50FT |  | 1M-3.5HRS | F.A. CABLE | 2MEN -1 HRS | 3-DEVICES | 1M-1HRS | F.A. CABLE | 1M-1HR | F.A. CABLE | 1M-1HR |  |  | 3-DEVICES | 1M.5HR | 11.5
PRINT FOC-400 LAYER 1 NETWORK DIAGRAM FLATBUSH AVE STATION (N.B. PLATFORM)
(E) TRANSIT WIRELESS SYSTEM FROM COMM J BOX 359-01 2-DUPLEX LC PATCH CORD |  |  |  | 2-SM PATCH CORD | 2M-1HR | NEW IE5000 | [9 empty] | 2
(E) A-NODE 359-07 / TO (N) APN-07-1 / 1-SM PATCH CORD |  |  |  | 1-SM PATCH CORD | 2M-1HR | [10 empty] | 2
(E) AFDP TO NEW IE4010 1-SM PATCH CORD AND 1 SPARE DUPLEX (UPPER PLATFORM) |  |  |  | 2-SM PATCH CORD | 2M-1HR | IE5000 & IE4010 | [9 empty] | 2
PRINT FOC-401 LAYER 2 FLOW DIAGRAM FLATBUSH AVE STATION (N.B. PLATFORM)
| CONDUIT POWER | CONDUIT CONTROLS | MH | WIRE | MH | DEVICES & EQP. | MH | TESTING | MH | TAG & TERMINATE | MH | GROUNDING & BONDING | MH | LAYOUT | MH
PRINT FOC-402 EQUIPMENT & CONDUIT LAYOUT FLATBUSH AVE STATION | [9 empty] | 1-NEW WALL MOUNT APN.02.1 | 1M-1HR | 1-NEW WALL MOUNT APN.02.1 | 1M-1HR | 1-NEW WALL MOUNT APN.02.1 | 1M-.5 HR | 3.5
1-NEW WALL MOUNT APN.07.1 | [5 empty] | 1-NEW WALL MOUNT APN.02.1 | 1M-1HR |  |  | 1- NETWORK PULLBOX | 1M-1HR | 1- NETWORK PULLBOX | 1M-1HR | 1- NETWORK PULLBOX | 1M-.5 HR | 9.5
1-NEW NETWORK PULLBOX | 1"-20' |  | 2M-1H | 4 STRAND SMF | 2M-1H | 1- NETWORK PULLBOX | 1M-3HR |  |  | 1-APPLICATION PULLBOX | 1M-1HR | 1-APPLICATION PULLBOX | 1M-1HR | 1-APPLICATION PULLBOX | 1M-.5 HR | 9.5
1-NEW APPLICATION PULLBOX | 1"-20' |  | 2M-1H | POWER CABLE ? | 2M-1H | 1-APPLICATION PULLBOX | 1M-3HR | [6 empty] | CONDUIT & BOXES | 1M.5HR | 16.5
FROM APN. 7.1 TO PDB | 3/4" 100FT |  | 2M-1D |  | 2MEN -1 HRS
PRINT FOC-403 ATM CABINET LAYOUT FLATBUSH AVE STATION MR359
PRINT IC-401 FLATBUSH AVE STATION NOSTRAND VENTIL.NTERMED. PLATFORM. PLAN -1 ELEC.CON. EQUIP. LAYOUT
ELEV #319 PRINT IC -401- EF-3CP/ EF-MT / EF-T / ELECT.HEATER THERMOSTAT-UH-T EQUIPMENT LAYOUT PRINT E-401 | PRINT E-401
M-HRS
|  |  |  | TOTAL |  | TOTAL |  | TOTAL |  | TOTAL |  | TOTAL |  | TOTAL |  | TOTAL
|  |  |  | 3/4 CONDUIT -2,270 |  | 1" CONDUIT-650' |  | 1-1/2" CONDUIT-500' |  | 2" CONDUIT-220' |  | 2-1/2" CONDUIT- 220' |  | 3" CONDUIT-250' |  | 1434
|  |  |  | 3/4 REMOVAL -350' |  |  |  | 1-1/2" REMOVE-250'

## Labor Estimate - Church
CONTRACT E-34026
CHURCH AVENUE STATION ELEVATOR #320
PRINT A-502 DEMOLITION PLANS -ELEV-320 | CONDUIT POWER | CONDUIT CONTROLS | MH | WIRE | MH | DEVICES & EQP. | MH | TESTING | MH | TAG & TERMINATE | MH | GROUNDING & BONDING | MH | LAYOUT | MH
SURVEY KEY NOTES
NOTE-4-REMOVE HALL STATION INTERCOM & COSTOMER SERVICE CALL BUTTON | [5 empty] | HALL STATION INTERCOM | 2M-1D-14 | [8 empty] | 14
NOTE-13-REMOVE SUBMERSIBLE PUMP- PRINT L-501 | [7 empty] | REMOVE SUBMERSIBLE PUMP | 2M-.5HR | [6 empty] | 1
NOTE-28-REMOVE (EMR) ROOM EQUIPMENT 10 PIECES- WITH ALL DISCIPLINES | [5 empty] | REMOVE EQUIPMENT 10 PIECES | 2M-2D-28 | [8 empty] | 28
PRINT A-503-ELEV-320 CONSTRUCTION PLANS -ELEV-320 | CONDUIT POWER | CONDUIT CONTROLS | MH | WIRE | MH | DEVICES & EQP. | MH | TESTING | MH | TAG & TERMINATE | MH | GROUNDING & BONDING | MH | LAYOUT | MH
NOTE 11-INSTALL SUMP PUMP / PRINT P-501
PRINT A-506-ELEV-320 CABLE PLANS AND ELEVATIONS | CONDUIT POWER | CONDUIT CONTROLS | MH | WIRE | MH | DEVICES & EQP. | MH | TESTING | MH | TAG & TERMINATE | MH | GROUNDING & BONDING | MH | LAYOUT | MH
NOTE-1-RECESSED LED LIGHT FIXTURES | 3/4" 100FT |  | 2M-1D-14 |  |  | 2-LED LIGHT FIXTURES |  | 2-LED LIGHT FIXTURES | 2M-1/2HR | 2-LED LIGHT FIXTURES | 1M-1/2HR |  |  | 2-LED LIGHT FIXTURES | 1M-.5 HR | 16
NOTE-2-SURFACE MOUNTED CCTV CAMERA W/DOME-FINAL LOCATION BY COMM | 3/4" 100FT |  | 2M-1D-14 |  |  | 1-CCTV CAMERA |  | 1-CCTV CAMERA | 2M-1/2HR | 1-CCTV CAMERA | 1M-1/2HR |  |  | 1-CCTV CAMERA | 1M-.5 HR | 16
3-EXHAUST FAN W/ST STL HOUSING | 3/4" 100FT |  | 2M-2D-28 |  |  | 1-EXHAUST FAN |  | 1-EXHAUST FAN | 2M-1/2HR | 1-EXHAUST FAN | 1M-1/2HR |  |  | 1-EXHAUST FAN | 1M-.5 HR | 30
PRINT E-501 CHURCH AVE / NOSTRAND AVE STAT. EL-320 ELEV.MEZZ PLART PLAN-1
EMR #320 MAIN ROOM INSTALL NEW / PRINT H-501 | CONDUIT POWER | CONDUIT CONTROLS | MH | WIRE | MH | DEVICES & EQP. | MH | TESTING | MH | TAG & TERMINATE | MH | GROUNDING & BONDING | MH | LAYOUT | MH
1-EXHAUST FAN CONTROL PANEL / PRINT H-501 | 3/4" -50FT | 3/4" -50FT | 2M-1D-14 | 170FT | 2MEN -1 HRS | EXHAUST FAN. CON. PNL | 2MEN 3HRS | EXHAUST FAN. CON. PNL | 2MEN -2HRS | EXHAUST FAN. CON. PNL | 1M-4HRS | EXHAUST FAN. CON. PNL | 1M-2HRS | EXHAUST FAN. CON. PNL | 1M-.5 HR | 31.5
1-EXHAUST FAN / PRINT H-501 | 3/4" -50FT | 3/4" -50FT | 2M-1D-14 | 170FT | 2MEN -1 HRS | EXHAUST FAN. | 1MAN 1HR |  |  | EXHAUST FAN. | 1M-1/2 HR | EXHAUST FAN. |  | EXHAUST FAN. | 1M-.5 HR | 31.5
1-EXHAUST FAN THERMOSTAT / PRINT H-501 | 3/4" -50FT | 3/4" -50FT | 2M-1D-14 | 170FT | 2MEN -1 HRS | EXHAUST FAN. THERM | 1MAN 1HR |  |  | EXHAUST FAN. THERM | 1M-1/2 HR | EXHAUST FAN. THERM |  | EXHAUST FAN. THERM | 1M-.5 HR | 31.5
1-EXHAUST FAN TIGHT TO THE CEILING / PRINT H-501 | 3/4" -50FT | 3/4" -50FT | 2M-1D-14 | 170FT | 2MEN -1 HRS | EXHAUST FAN. | 1MAN 1HR |  |  | EXHAUST FAN. | 1M-1/2 HR | EXHAUST FAN. |  | EXHAUST FAN. | 1M-.5 HR | 31.5
1-OIL COOLER FAN / PRINT H-301 | [5 empty] | OIL COOLER FAN
1-OIL COOLER PUMP | [5 empty] | OIL COOLER PUMP
1-TELEPHONE | 3/4" -50FT | 3/4" -50FT | 2M-1D-14 | 70FT | 2MEN -1 HRS | TELEPHONE | 1MAN 1HR | TELEPHONE | 1M-.5 HR | TELEPHONE | 1M-1/2 HR | TELEPHONE |  | TELEPHONE | 1M-.5 HR | 32.5
1-TTB CABINET | 500' - 2-1/2 |  | 2M-4D-56 | 520' | 2M-1D-14 | TTB CABINET | 2MEN 3HRS | TTB CABINET | 2M-1HR-2HRS | TTB CABINET | 1M-4HRS | TTB CABINET | 1M-2HRS | TTB CABINET | 1M-.5 HR | 84.5
1-DATA CABINET | 300' - 1-1/2" |  | 2M-4D-56 | 320' | 2M-1D-14 | DATA CABINET | 2MEN 3HRS | DATA CABINET | 2M-1HR-2HRS | DATA CABINET | 1M-4HRS | DATA CABINET | 1M-2HRS | DATA CABINET | 1M-.5 HR | 84.5
1-ELEVATOR CONTROLLER | [5 empty] | ELEVATOR CONTROLLER
1-ELECTRIC HEATER / PRINT H-301 / L-503 | L-503
1-ELECTRIC HEATER THERMOSTAT / PRINT H-501 | 3/4" -50FT | 3/4" -50FT | 2M-1D-14 | 170FT | 2MEN -1 HRS | ELECTRIC HEATER THERM | 1MAN 1HR |  |  | EXHAUST FAN. THERM | 1M-1/2 HR | EXHAUST FAN. THERM |  | EXHAUST FAN. THERM | 1M-.5 HR | 31.5
1-F.A. MODULE / HORN & STROBE | 3/4" -100FT | 3/4" -100FT | 2M-2D-28 | 220FT | 2MEN -1 HRS | HORN & STROBE | 1MAN 1HR | HORN & STROBE | 2MEN -1 HRS | HORN & STROBE | 2MEN -1 HRS | HORN & STROBE |  | HORN & STROBE | 1M-.5 HR | 35
1-LIGHTING PANEL / L-503 | L-503
1-ELEVATOR DISCONNECT SW / L-503/ L-502 | L-503
1-HEAT TRACE PANEL ? I ONLY SAW THE THE WIRE FROM THE POWER UNIT
1-POWER UNIT | [5 empty] | POWER UNIT
EMR #320 AUXILARY ROOM INSTALL NEW / PRINT H-501 | CONDUIT POWER | CONDUIT CONTROLS | MH | WIRE | MH | DEVICES & EQP. | MH | TESTING | MH | TAG & TERMINATE | MH | GROUNDING & BONDING | MH | LAYOUT | MH
1-EXHAUST FAN CONTROL PANEL / PRINT H-501 | 3/4" -80FT | 3/4" -50FT | 2M-1D-14 | 170FT | 2MEN -1 HRS | EXHAUST FAN. CON. PNL | 2MEN 3HRS | EXHAUST FAN. CON. PNL | 2MEN -2HRS | EXHAUST FAN. CON. PNL | 1M-4HRS | EXHAUST FAN. CON. PNL | 1M-2HRS | EXHAUST FAN. CON. PNL | 1M-.5 HR | 31.5
1-QUADRUPLE DATA PORTS | 3/4" -80FT |  | 2M-3HR-6 | 70FT | 2MEN -1 HRS | QUADRUPLE DATA PORTS |  | QUADRUPLE DATA PORTS | 2M-1HR-2HRS | QUADRUPLE DATA PORTS | 1M-4HRS | QUADRUPLE DATA PORTS | 1M-2HRS | QUADRUPLE DATA PORTS | 1M-.5 HR | 24
1-ELECTRIC HEATER THERMOSTAT / PRINT H-501 | 3/4" -80FT | 3/4" -50FT | 2M-1D-14 | 170FT | 2MEN -1 HRS | ELECTRIC HEATER THERM | 1MAN 1HR |  |  | EXHAUST FAN. THERM | 1M-1/2 HR | EXHAUST FAN. THERM |  | EXHAUST FAN. THERM | 1M-.5 HR | 31.5
1-F.A. MODULE / HORN & STROBE | 3/4" -100FT | 3/4" -100FT | 2M-2D-28 | 220FT | 2MEN -1 HRS | HORN & STROBE | 1MAN 1HR | HORN & STROBE | 2MEN -1 HRS | HORN & STROBE | 2MEN -1 HRS | HORN & STROBE |  | HORN & STROBE | 1M-.5 HR | 35
1-EXHAUST FAN THERMOSTAT / PRINT H-501 | 3/4" -80FT | 3/4" -50FT | 2M-1D-14 | 170FT | 2MEN -1 HRS | EXHAUST FAN. THERM | 1MAN 1HR |  |  | EXHAUST FAN. THERM | 1M-1/2 HR | EXHAUST FAN. THERM |  | EXHAUST FAN. THERM | 1M-.5 HR | 31.5
1-EXHAUST FAN TIGHT TO THE CEILING / PRINT H-501 | 3/4" -30FT | 3/4" -50FT | 2M-1D-14 | 170FT | 2MEN -1 HRS | EXHAUST FAN. | 1MAN 1HR |  |  | EXHAUST FAN. | 1M-1/2 HR | EXHAUST FAN. |  | EXHAUST FAN. | 1M-.5 HR | 31.5
1-ELECTRIC HEATER / PRINT H-501 | 3/4" -80FT | 3/4" -50FT | 2M-1D-14 | 170FT | 2MEN -1 HRS | ELECTRIC HEATER THERM | 1MAN 1HR |  |  | EXHAUST FAN. THERM | 1M-1/2 HR | EXHAUST FAN. THERM |  | EXHAUST FAN. THERM | 1M-.5 HR | 31.5
PRINT L-500 CHURCH AVE / NOS. AVE STAT. EL-320 MACHINE ROOM ELEC.REMOVAL | CONDUIT POWER | CONDUIT CONTROLS | MH | WIRE | MH | DEVICES & EQP. | MH | TESTING | MH | TAG & TERMINATE | MH | GROUNDING & BONDING | MH | LAYOUT | MH
EMR #320 REMOVELS | [5 empty] | 6 PIECES & CONDUIT | 2M-2D-28 | [8 empty] | 28
ELEV.PIT #320 REMOVELS | [5 empty] | 4 PIECES & CONDUIT | 2M-1D-14 | [8 empty] | 14
PRINT L-501 CHURCH AVE / NOS. AVE STAT. EL-320 MACHINE ROOM ELEC.REMOVAL | CONDUIT POWER | CONDUIT CONTROLS | MH | WIRE | MH | DEVICES & EQP. | MH | TESTING | MH | TAG & TERMINATE | MH | GROUNDING & BONDING | MH | LAYOUT | MH
FROM NORMAL EDR TO EMR N/B | 2" |  |  | 3-#1/0
FROM RESERVE EDR TO EMR N/B | 2" |  |  | 3-#1/0
PRINT L-502 CHURCH AVE STATION ELEVATOR EL-320 NEW ONE LINE DIAGRAM | CONDUIT POWER | CONDUIT CONTROLS | MH | WIRE | MH | DEVICES & EQP. | MH | TESTING | MH | TAG & TERMINATE | MH | GROUNDING & BONDING | MH | LAYOUT | MH
FROM NORMAL EDR-DBN S/B TO EMR -1 DBEL-320-N/B | 3" -40' |  | 2M-1D-14 | 4-250MCM&1#2G | 3M-2.5 | DBEL-320 | 2M-3.5HRS | DBEL-320 | 2MEN -1 HRS | DBEL-320 | 2MEN -1 HRS | DBEL-320 | 1M-2HRS | DBEL-320 | 1M-.5 HR | 31.5
EMR 1 DBEL-320 TO LPE-320 | 1-1/2-10' |  | 1M-2HRS | 4-#2 & 1#8G-20' | 1M-2HRS | LPE-320 | 2M-3.5HRS | LPE-320 | 2MEN -1 HRS | LPE-320 | 1M -1 HRS | LPE-320 | 1M-2HRS | LPE-320 | 1M-.5 HR | 16.5
EMR 1 DBEL-320 TO DS-320-200A | 1-1/2-10' |  | 1M-2HRS | 3#-2/0 & 1#6G-20' | 1M-2HRS | DS-320-200A | 2M-3.5HRS | DS-320-200A | 2MEN -1 HRS | DS-320-200A | 1M -1 HRS | DS-320-200A | 1M-2HRS | DS-320-200A | 1M-.5 HR | 16.5
EMR-1/ DS-320-200A TO EMR#2-DS-320 | 1-1/2-60' |  | 2M-7HRS | 3#-2/0 & 1#6G-20' | 1M-2HRS | EMR#2-DS-320 | 2M-3.5HRS | EMR#2-DS-320 | 2MEN -1 HRS | EMR#2-DS-320 | 1M -1 HRS | EMR#2-DS-320 | 1M-2HRS | EMR#2-DS-320 | 1M-.5 HR | 28.5
EMR-1 -4 RECEPTACELS-PRINT L-503 | 3/4" - 350' |  | 2M-21HRS | 6#12 &1-12G-2;266' | 2M-14HRS | 4 RECEPTACELS | 1M-1HR | 4 RECEPTACELS | 2MEN -1 HRS | 4 RECEPTACELS | 1M -1 HRS | 4 RECEPTACELS | 1M-2HRS | 4 RECEPTACELS | 1M-.5 HR | 62.5
EMR-1 -8 FIXTURES & 1 SW-PRINT L-504 | 3/4" - 350' |  | 2M-21HRS | 6#12 &1-12G-2;266' | 2M-14HRS | 8 FIXTURES & 1 SW | 1M-1HR | 8 FIXTURES & 1 SW | 2MEN -1 HRS | 8 FIXTURES & 1 SW | 1M -1 HRS | 8 FIXTURES & 1 SW | 1M-2HRS | 8 FIXTURES & 1 SW | 1M-.5 HR | 62.5
EMR-2-3 RECEPTACELS-PRINT L-503 | 3/4" - 150' |  | 2M-14HRS | 6#12 &1-12G-1,050' | 2M-14HRS | 4 RECEPTACELS | 1M-1HR | 4 RECEPTACELS | 2MEN -1 HRS | 4 RECEPTACELS | 1M -1 HRS | 4 RECEPTACELS | 1M-2HRS | 4 RECEPTACELS | 1M-.5 HR | 48.5
EMR-2 -4 FIXTURES & 1 SW-PRINT L-504 | 3/4" - 150' |  | 2M-21HRS | 6#12 &1-12G-1,050' | 2M-14HRS | 8 FIXTURES & 1 SW | 1M-1HR | 8 FIXTURES & 1 SW | 2MEN -1 HRS | 8 FIXTURES & 1 SW | 1M -1 HRS | 8 FIXTURES & 1 SW | 1M-2HRS | 8 FIXTURES & 1 SW | 1M-.5 HR | 48.5
EL-320-PIT-2 RECEPTACELS-PRINT L-503 | 3/4" 100FT |  | 2M-1D-14 | 3#12 &1-12G-150' | 2M-1HRS | 2- RECEPTACEL | 1M-1HR | 2- RECEPTACEL | 2M-.5HR | 2- RECEPTACEL |  |  |  | 2- RECEPTACEL | 1M-.5 HR | 18
EL-320-PIT-2 FIXTURES-PRINT L-504 | 3/4" 100FT |  | 2M-1D-14 | 3#12 &1-12G-150' | 2M-1HRS | 2-LED LIGHT FIXTURES | 1M-1HR | 2-LED LIGHT FIXTURES | 2M-.5HR | 2-LED LIGHT FIXTURES | 1M-1/2HR |  |  | 2-LED LIGHT FIXTURES | 1M-.5 HR | 18
PRINT L-505 CHURCH AVE / NOSTRAND AVE LINE PANEL SCHEDULE
PRINT L-506 CHURCH AVE / NOSTRAND AVE LINE ELEVATOR EL-320 FEDDER PLAN
PRINT TE-501 ELEV.# 320 COMMUNICATIONS EQUIPMENT RISER DIAGRAM CHURCH AVE | CONDUIT POWER | CONDUIT CONTROLS | MH | WIRE | MH | DEVICES & EQP. | MH | TESTING | MH | TAG & TERMINATE | MH | GROUNDING & BONDING | MH | LAYOUT | MH
FROM COMM ROOM MR-356A (€ APC DISB. PNL TO EMR #320 DATA CABINET POWER SUPPLY) | 3/4" 300' |  | 2M-3D -28 | 3-#10 -250FT | 2M-1HR |  |  | 3-#10 | 2M-.5-1HR | 3-#10 | 1M-.5 HR |  |  | CONDUIT | 1M-.5 HR | 44.5
FROM COMM ROOM MR-356 (TTBD TO EMR #320 TTB CABINET POWER SUPPLY) | 1-1/2"-500' |  | 2M-4D-56 | 1-25 PR -250FT | 2M-3.5 HR |  |  | 1-25 PR | 2M-.5-1HR | 1-25 PR | 1M-7-HR |  |  | CONDUIT | 1M-.5 HR | 71.5
APN.05.1 TO EMR #320 DATA CABINET ETHERNET EXTENDER | 1"-180FT |  | 2M-2D -28 | 1-CAT 6 | 2M-1HR |  |  | 1-CAT 6 | 2M-.5-1HR | 1-CAT 6 | 1M-.5 HR |  |  | CONDUIT | 1M-.5 HR | 32
APN.05.1TO EMR #20 IP (IP FEATURE PHONE) | 1"-180FT |  | 2M-2D -28 | 1-CAT 6 | 2M-1HR |  |  | 1-CAT 6 | 2M-.5-1HR | 1-CAT 6 | 1M-.5 HR |  |  | CONDUIT | 1M-.5 HR | 32
APN.05.1TO EMR #320 QPE (SECURE QUAD PORT ENCLOSURE) | 3/4"-180FT |  | 2M-2D -28 | 1-CAT 6 | 2M-1HR |  |  | 1-CAT 6 | 2M-.5-1HR | 1-CAT 6 | 1M-.5 HR |  |  | CONDUIT | 1M-.5 HR | 32
APN.05.1 TO EMR #320 LIF NET (LIF NET) | 1"-180FT |  | 2M-2D -28 | 1-CAT 6 | 2M-1HR |  |  | 1-CAT 6 | 2M-.5-1HR | 1-CAT 6 | 1M-.5 HR |  |  | CONDUIT | 1M-.5 HR | 32
APN.05.1TO EMR #319 ELEVATOR CONTROLER | 3/4"-180FT |  | 2M-2D -28 | 1-CAT 6 | 2M-1HR |  |  | 1-CAT 6 | 2M-.5-1HR | 1-CAT 6 | 1M-.5 HR |  |  | CONDUIT | 1M-.5 HR | 32
APN.05.1 TO IP (IP FEATURE PHONE) FULL TIME AGENT BOOTH R645 CONTROL AREA | 3/4"-40FT |  | 2M-3.5-7HRS | 1-CAT 6 | 2M-1HR |  |  | 1-CAT 6 | 2M-.5-1HR | 1-CAT 6 | 1M-.5 HR |  |  | CONDUIT | 1M-.5 HR | 11
APN.05.1 TO STREET LEVEL LANDING SP (IP SPEAKERPHONE) | 3/4"-40FT |  | 2M-3.5-7HRS | 1-CAT 6 | 2M-1HR |  |  | 1-CAT 6 | 2M-.5-1HR | 1-CAT 6 | 1M-.5 HR |  |  | CONDUIT | 1M-.5 HR | 11
APN.05.1 TO CONTROLE AREA IP-ADA1 (IP CCTV CAMERA) | 3/4"-40FT |  | 2M-3.5-7HRS | 1-CAT 6 | 2M-1HR |  |  | 1-CAT 6 | 2M-.5-1HR | 1-CAT 6 | 1M-.5 HR |  |  | CONDUIT | 1M-.5 HR | 11
TTB IN EMR #319 TO ELEVATOR CAB #320-/ 1-1PR #20 FOR L2 & EE POWER .48VDC & 1PR #20 FOR EE DATA | 3/4"-40FT |  | 2M-3.5-7HRS | 1-CAT 6 | 2M-1HR |  |  | 1-CAT 6 | 2M-.5-1HR | 1-CAT 6 | 1M-.5 HR |  |  | CONDUIT | 1M-.5 HR | 11
TTB IN EMR #319 TO ELEVATOR CAB #320-/ 1-1PR #20 FOR L2 POE (2 LAYER SWITCH POE) | 3/4"-40FT |  | 2M-3.5-7HRS | 1-CAT 6 | 2M-1HR |  |  | 1-CAT 6 | 2M-.5-1HR | 1-CAT 6 | 1M-.5 HR |  |  | CONDUIT | 1M-.5 HR | 11
PRINT TE-502 COMMUNICATIONS & IP EQUIPMENT & CONDUIT LAYOUT PLAT. CHURCH AVE STATION
PRINT TE-503 COMMUNICATIONS & EQUIPMENT & CONDUIT LAYOUT PLAT. CHURCH AVE STATION
PRINT TE-504 EXISTING APC POWERPLANT PP.02 MR356 ONE LINE DIAGRAM . CHURCH AVE STATION
PRINT TE-505TYPICAL EMR DATA CABINET POWER RISER DIAGRAM CHURCH AVE STATION
PRINT TE-506 COMMUNICATIONS RM.MR359A&B-APP. & EQP-CONDUIT LAYOUT PLAT. CHURCH AVE STATION | CONDUIT POWER | CONDUIT CONTROLS | MH | WIRE | MH | DEVICES & EQP. | MH | TESTING | MH | TAG & TERMINATE | MH | GROUNDING & BONDING | MH | LAYOUT | MH
CCTV COM ROOM 356B TO 356B | 1"-400FT |  | 2M-4D-56 | 6#10-2400' THHN
PRINT TE-507 COMMUNICATIONS RM.MR359A&B-POWER EQP.&-CONDUIT LAYOUT CHURCH AVE STATION
PRINT TE-508 CCTV VIDEO ROUTING FOR NYCT AND NYPD CHURCH STREET STATION
PRINT TE-509 CCTV ENCLOSURE FRONT AND SIDE LAYOUT FLATBUSH AVE STATION
PRINT TE-510 CCTV ENCLOSURE WIRING FLATBUSH AVE STATION
PRINT TE-511 VIDO RECORDING SERVER POWER LOSS SHUTDOWN BLOCK DIAGRAM FLATBUSH AVE STATION
PRINT TF-501 FIRE ALARM SYSTEM DEVICE LAYOUT CHURCH AVE STATION | CONDUIT POWER | CONDUIT CONTROLS | MH | WIRE | MH | DEVICES & EQP. | MH | TESTING | MH | TAG & TERMINATE | MH | GROUNDING & BONDING | MH | LAYOUT | MH
EMR 320A FACP TO EMR 320B | 3/4" 160FT |  | 2M-10.5 HRS | F.A. CABLE | 2MEN -1 HRS | 2- FAA | 2M-3.5HRS | F.A. CABLE | 2M-1HR | F.A. CABLE | 1M-1HR | FACP & FAA | 1M-3H | FAA & CONDUIT | 1M.5HR | 36.5
FACP TO 2-CR DEVICES, 1-MM DEVICE, 1-HORN & STROBE,1-S.D. IN EMR 319 ROOM | 3/4"- 20FT |  | 1M-3.5HRS | F.A. CABLE | 2MEN -2 HRS | 5-DEVICES | 1M-4HRS | F.A. CABLE | 2M-1HR | F.A. CABLE | 1M-1HR |  |  | CONDUIT & BOXES | 1M.5HR | 17.5
FACP TO ELEV. PIT & CONRTOL AREA -3 SMOKE DETECTOR | 3/4" 50FT |  | 1M-3.5HRS | F.A. CABLE | 2MEN -1 HRS | 3-DEVICES | 1M-1HRS | F.A. CABLE | 1M-1HR | F.A. CABLE | 1M-1HR |  |  | 3-DEVICES | 1M.5HR | 11.5
PRINT FOC-500 LAYER 1 NETWORK DIAGRAM CHURCH AVE STATION / NOSTRAND LINE (IRT) | CONDUIT POWER | CONDUIT CONTROLS | MH | WIRE | MH | DEVICES & EQP. | MH | TESTING | MH | TAG & TERMINATE | MH | GROUNDING & BONDING | MH | LAYOUT | MH
(E) TRANSIT WIRELESS SYSTEM FROM COMM J BOX 356-01 2-DUPLEX LC PATCH CORD |  |  |  | 2-SM PATCH CORD | 2M-1HR | NEW IE5000 | [9 empty] | 2
(N) A-NODE 356-05 / TO (E) ACCES NODE 356-05 / 1-SM PATCH CORD |  |  |  | 1-SM PATCH CORD | 2M-1HR | [10 empty] | 2
COMM J BOX TO NEWIE5000TO(N) IE4010 1-SM PATCH CORD AND 1 SPARE DUPLEX (UPPER PLATFORM) |  |  |  | 2-SM PATCH CORD | 2M-1HR | IE5000 & IE4010 | [9 empty] | 2
PRINT FOC-501 LAYER 2 FLOW DIAGRAM CHURCH AVE STATION
PRINT FOC-502 EQUIPMENT & CONDUIT LAYOUT CHURCH AVE STATION | [9 empty] | 1-NEW WALL MOUNT APN.02.1 | 1M-1HR | 1-NEW WALL MOUNT APN.02.1 | 1M-1HR | 1-NEW WALL MOUNT APN.02.1 | 1M-.5 HR | 3.5
1-NEW WALL MOUNT APN.05.1 | [5 empty] | 1-NEW WALL MOUNT APN.02.1 | 1M-1HR |  |  | 1- NETWORK PULLBOX | 1M-1HR | 1- NETWORK PULLBOX | 1M-1HR | 1- NETWORK PULLBOX | 1M-.5 HR | 9.5
1-NEW NETWORK PULLBOX | 1"-20' |  | 2M-1H | 4 STRAND SMF | 2M-1H | 1- NETWORK PULLBOX | 1M-3HR |  |  | 1-APPLICATION PULLBOX | 1M-1HR | 1-APPLICATION PULLBOX | 1M-1HR | 1-APPLICATION PULLBOX | 1M-.5 HR | 9.5
1-NEW APPLICATION PULLBOX | 1"-20' |  | 2M-1H | POWER CABLE ? | 2M-1H | 1-APPLICATION PULLBOX | 1M-3HR | [6 empty] | CONDUIT & BOXES | 1M.5HR | 16.5
FROM APN. 5.1 TO PDB | 3/4" 100FT |  | 2M-1D |  | 2MEN -1 HRS
PRINT FOC-503 ATM CABINET LAYOUT CHURCH AVE STATION MR356
PRINT IC-401 FLATBUSH AVE STATION NOSTRAND VENTIL.NTERMED. PLATFORM. PLAN -1 ELEC.CON. EQUIP. LAYOUT
ELEV #319 PRINT IC -501- EF-3CP/ EF-MT / EF-T / ELECT.HEATER THERMOSTAT-UH-T EQUIPMENT LAYOUT PRINT E-501 | PRINT E-401
M-HRS
|  |  |  | TOTAL |  | TOTAL |  | TOTAL |  | TOTAL |  | TOTAL |  | TOTAL |  | TOTAL
|  |  |  | 3/4 CONDUIT -3,910 |  | 1" CONDUIT-980' |  | 1-1/2" CONDUIT-880' |  | 2" CONDUIT-200' |  | 2-1/2" CONDUIT- 500' |  | 3" CONDUIT-40' |  | 1550
|  |  |  | 3/4 REMOVAL-1,370 |  |  |  | 1-1/2" REMOVE |  | 2" REMOVE-100

## Labor Estimate - Sutphin
CONTRACT E-34026
SUTPHIN BLVD.ARCHER AVENUE STATION ELEVATOR #411
PRINT A-702 DEMOLITION PLANS -ELEV-411 | CONDUIT POWER | CONDUIT CONTROLS | MH | WIRE | MH | DEVICES & EQP. | MH | TESTING | MH | TAG & TERMINATE | MH | GROUNDING & BONDING | MH | LAYOUT | MH
SURVEY KEY NOTES
NOTE-5-REMOVE HALL STATION INTERCOM & COSTOMER SERVICE CALL BUTTON | [5 empty] | HALL STATION INTERCOM | 2M-1D-14 | [8 empty] | 14
NOTE-9-REMOVE SUBMERSIBLE PUMP- PRINT L-701 | [7 empty] | REMOVE SUBMERSIBLE PUMP | 2M-.5HR | [6 empty] | 1
NOTE-12-REMOVE (EMR) ROOM EQUIPMENT 6 PIECES- WITH ALL DISCIPLINES | [5 empty] | REMOVE EQUIPMENT 10 PIECES | 2M-2D-28 | [8 empty] | 28
PRINT A-703-ELEV-411 CONSTRUCTION PLANS -ELEV-411 | CONDUIT POWER | CONDUIT CONTROLS | MH | WIRE | MH | DEVICES & EQP. | MH | TESTING | MH | TAG & TERMINATE | MH | GROUNDING & BONDING | MH | LAYOUT | MH
NOTE 6-INSTALL SUMP PUMP / PRINT P-701
PRINT A-707-ELEV-411 CABLE PLANS AND ELEVATIONS | CONDUIT POWER | CONDUIT CONTROLS | MH | WIRE | MH | DEVICES & EQP. | MH | TESTING | MH | TAG & TERMINATE | MH | GROUNDING & BONDING | MH | LAYOUT | MH
NOTE-1-RECESSED LED LIGHT FIXTURES | 3/4" 100FT |  | 2M-1D-14 |  |  | 2-LED LIGHT FIXTURES |  | 2-LED LIGHT FIXTURES | 2M-1/2HR | 2-LED LIGHT FIXTURES | 1M-1/2HR |  |  | 2-LED LIGHT FIXTURES | 1M-.5 HR | 16
NOTE-2-SURFACE MOUNTED CCTV CAMERA W/DOME-FINAL LOCATION BY COMM | 3/4" 100FT |  | 2M-1D-14 |  |  | 1-CCTV CAMERA |  | 1-CCTV CAMERA | 2M-1/2HR | 1-CCTV CAMERA | 1M-1/2HR |  |  | 1-CCTV CAMERA | 1M-.5 HR | 16
1-EXHAUST FAN W/ST STL HOUSING | 3/4" 100FT |  | 2M-2D-28 |  |  | 1-EXHAUST FAN |  | 1-EXHAUST FAN | 2M-1/2HR | 1-EXHAUST FAN | 1M-1/2HR |  |  | 1-EXHAUST FAN | 1M-.5 HR | 30
PRINT E-701 SUTPHIN BLVD.ARCHER AVE. STATION EL-411 ELEV. LOWER LEV. PLAT. PLART PLAN-1
EMR #411 ROOM INSTALL NEW / PRINT H-701 | CONDUIT POWER | CONDUIT CONTROLS | MH | WIRE | MH | DEVICES & EQP. | MH | TESTING | MH | TAG & TERMINATE | MH | GROUNDING & BONDING | MH | LAYOUT | MH
1-EXHAUST FAN CONTROL PANEL / PRINT H-701 | 3/4" -50FT | 3/4" -50FT | 2M-1D-14 | 170FT | 2MEN -1 HRS | EXHAUST FAN. CON. PNL | 2MEN 3HRS | EXHAUST FAN. CON. PNL | 2MEN -2HRS | EXHAUST FAN. CON. PNL | 1M-4HRS | EXHAUST FAN. CON. PNL | 1M-2HRS | EXHAUST FAN. CON. PNL | 1M-.5 HR | 31.5
1-EXHAUST FAN / PRINT H-701 | 3/4" -50FT | 3/4" -50FT | 2M-1D-14 | 170FT | 2MEN -1 HRS | EXHAUST FAN. | 1MAN 1HR |  |  | EXHAUST FAN. | 1M-1/2 HR | EXHAUST FAN. |  | EXHAUST FAN. | 1M-.5 HR | 31.5
1-EXHAUST FAN THERMOSTAT / PRINT H-701 | 3/4" -50FT | 3/4" -50FT | 2M-1D-14 | 170FT | 2MEN -1 HRS | EXHAUST FAN. THERM | 1MAN 1HR |  |  | EXHAUST FAN. THERM | 1M-1/2 HR | EXHAUST FAN. THERM |  | EXHAUST FAN. THERM | 1M-.5 HR | 31.5
1-EXHAUST FAN TIGHT TO THE CEILING / PRINT H-701 | 3/4" -50FT | 3/4" -50FT | 2M-1D-14 | 170FT | 2MEN -1 HRS | EXHAUST FAN. | 1MAN 1HR |  |  | EXHAUST FAN. | 1M-1/2 HR | EXHAUST FAN. |  | EXHAUST FAN. | 1M-.5 HR | 31.5
1-OIL COOLER FAN / PRINT H-701 | [5 empty] | OIL COOLER FAN
1-OIL COOLER PUMP | [5 empty] | OIL COOLER PUMP
1-TELEPHONE | 3/4" -50FT | 3/4" -50FT | 2M-1D-14 | 70FT | 2MEN -1 HRS | TELEPHONE | 1MAN 1HR | TELEPHONE | 1M-.5 HR | TELEPHONE | 1M-1/2 HR | TELEPHONE |  | TELEPHONE | 1M-.5 HR | 32.5
1-TTB CABINET | 600' - 2-1/2 |  | 2M-4D-56 | 520' | 2M-1D-14 | TTB CABINET | 2MEN 3HRS | TTB CABINET | 2M-1HR-2HRS | TTB CABINET | 1M-4HRS | TTB CABINET | 1M-2HRS | TTB CABINET | 1M-.5 HR | 84.5
1-DATA CABINET | 300' - 1-1/2" |  | 2M-4D-56 | 320' | 2M-1D-14 | DATA CABINET | 2MEN 3HRS | DATA CABINET | 2M-1HR-2HRS | DATA CABINET | 1M-4HRS | DATA CABINET | 1M-2HRS | DATA CABINET | 1M-.5 HR | 84.5
1-ELEVATOR CONTROLLER | [5 empty] | ELEVATOR CONTROLLER
1-ELECTRIC HEATER / PRINT H-701 / L-703 | L-703
1-ELECTRIC HEATER THERMOSTAT / PRINT H-501 | 3/4" -50FT | 3/4" -50FT | 2M-1D-14 | 170FT | 2MEN -1 HRS | ELECTRIC HEATER THERM | 1MAN 1HR |  |  | EXHAUST FAN. THERM | 1M-1/2 HR | EXHAUST FAN. THERM |  | EXHAUST FAN. THERM | 1M-.5 HR | 31.5
1-F.A. PANEL- MODULE / HORN & STROBE | 3/4" -100FT | 3/4" -100FT | 2M-2D-28 | 220FT | 2MEN -1 HRS | HORN & STROBE | 1MAN 1HR | PANEL- HORN & STROBE | 2MEN -3.5 HRS | PANEL- HORN & STROBE | 2MEN -1 HRS | HORN & STROBE |  | HORN & STROBE | 1M-.5 HR | 41
1-LIGHTING PANEL / L-703 | L-703
1-ELEVATOR DISCONNECT SW / L-703/ L-702 | L-703
1-HEAT TRACE PANEL ? I ONLY SAW THE THE WIRE FROM THE POWER UNIT
1-POWER UNIT | [5 empty] | POWER UNIT
PRINT L-700 SUTPHIN BLVD.ARCHER AVE STATION PIT & ELECTRICAL REMOVALS EMR& -ELEV-411PIT | CONDUIT POWER | CONDUIT CONTROLS | MH | WIRE | MH | DEVICES & EQP. | MH | TESTING | MH | TAG & TERMINATE | MH | GROUNDING & BONDING | MH | LAYOUT | MH
EMR # 411 2-FIX, 1- SW,1-REC | 3/4" 100FT |  | 2M-3.5HRS |  |  | 2-FIX, 1-SW, 1-HTR, 1- DIS SW,1-REC | 2M-3.5HRS | 2-FIX, 1- SW,1-REC | 2M-3.5HRS | [6 empty] | 15
ELEVATOR PIT 411 - 2-FIX, 1-SW,2-REC | 3/4" 50FT |  | 1M-3.5HRS |  |  |  | 1M-3.5HRS | 2-FIX, 1-SW,2-REC | 1M-1HR | [6 empty] | 8
NOTE-8 TERMINATE THE EXISTING 3 LIGHTING COMPARTMENT TROUGH OUTSISE THE(N) ELEC. ROOM | TBD |  | 2M-1D-14 | [12 empty] | 14
PRINT L-701 SUTPHIN BLVD.ARCHER AVE STATION IRT NOSTRAND AVE LINE -ONE LINE -REMOVALS | CONDUIT POWER | CONDUIT CONTROLS | MH | WIRE | MH | DEVICES & EQP. | MH | TESTING | MH | TAG & TERMINATE | MH | GROUNDING & BONDING | MH | LAYOUT | MH
EDR FROM PANEL (PP-AC-2)TO EMR 411- 60A DIS. TO EMR-411 DIS. SW | 1-1/2" -250' |  | 2M-2D-28 | 4#8 | 2MEN -1 HRS | EMR-411 DIS. SW | 2M-1HR | EMR-411 DIS. SW | 2M.5HR | [6 empty] | 33
PRINT L-702 SUTPHIN BLVD.ARCHER AVE STATION IND-ONE LINE - NEW INSTALL | CONDUIT POWER | CONDUIT CONTROLS | MH | WIRE | MH | DEVICES & EQP. | MH | TESTING | MH | TAG & TERMINATE | MH | GROUNDING & BONDING | MH | LAYOUT | MH
TRACK & STRUCTURE RM. MEZZ LEV. FROM PANEL (PP-AC-2)TO EMR 411- 175A DIS | 2-1/2" -40' |  | 2M-1D-14 | 4-2/0 &1#6G | 3M-2.5 | EMR 411- 175A DIS | 2M-3.5HRS | EMR 411- 175A DIS | 2MEN -4 HRS | ECB-175A | 2MEN -1 HRS | ECB-175A | 1M-2HRS | ECB-175A | 1M-.5 HR | 34.5
TRACK & STRUCTURE RM. MEZZ LEV.EMR-411 DIS. SW TO DBEL-225A 3P 4W | 2-1/2" -40' |  | 2M-1D-14 | 4-#8 &1#8G | 3M-2.5 | ECB-175A | 2M-3.5HRS | ECB-175A | 2MEN -4 HRS | ECB-175A | 2MEN -1 HRS | ECB-175A | 1M-2HRS | ECB-175A | 1M-.5 HR | 34.5
EMR 1 DBEL-225A 3P 4W TO 15KVA X-FORMER | 1-1/2-10' |  | 1M-2HRS | 3#-2/0 & 1#6G-20' | 1M-2HRS | 15KVA X-FORMER | 2M-3.5HRS | 15KVA X-FORMER | 2MEN -4 HRS | 15KVA X-FORMER | 1M -1 HRS | 15KVA X-FORMER | 1M-2HRS | 15KVA X-FORMER | 1M-.5 HR | 19.5
EMR 1 -15KVA X-FORMER TO LPE411 | 1-1/2-10' |  | 1M-2HRS | 4#-4& 1#6G-20' | 1M-2HRS | 15KVA X-FORMER | 2M-3.5HRS | LPE411 | 2MEN -4 HRS | LPE411 | 1M -1 HRS | LPE411 | 1M-2HRS | LPE411 | 1M-.5 HR | 19.5
EMR 1 DBEL-225A 3P 4W TO DS-411-100A | 2"-10' |  | 1M-2HRS | 4#2 & 1#6G-20' | 1M-2HRS | 15KVA X-FORMER | 2M-3.5HRS | 15KVA X-FORMER | 2MEN -4 HRS | 15KVA X-FORMER | 1M -1 HRS | 15KVA X-FORMER | 1M-2HRS | 15KVA X-FORMER | 1M-.5 HR | 19.5
PRINT L-703 SUTPHIN AVE STATION IND EMR 411& ELEV.411 PIT NEW EQUIPMENT LATOUT | CONDUIT POWER | CONDUIT CONTROLS | MH | WIRE | MH | DEVICES & EQP. | MH | TESTING | MH | TAG & TERMINATE | MH | GROUNDING & BONDING | MH | LAYOUT | MH
EMR-411 -2-RECEPTACELS-PRINT L-703 | 3/4" -50FT |  | 2M-3.5 HR | 200FT | 2MEN -1 HRS | 2 RECEPTACELS | 1MAN 1HR | 2 RECEPTACELS | 2M-3.5HRS | 2 RECEPTACELS | 1M-.5 HR | 2 RECEPTACELS | 1M-1HRS | 2 RECEPTACELS | 1M-.5 HR | 19
EMR-411 -5 FIXTURES & 1 SW-PRINT L-704 | 3/4" 100FT |  | 2M-3.5HRS | 400FT | 2MEN -1 HRS | 5 FIXTURES & 2-SW | M-3HRS | 5 FIXTURES & 2-SW | 2M-3.5HRS | 5 FIXTURES & 2-SW | 1M-.5 HR | 5 FIXTURES & 2-SW | 1M-2HRS | 5 FIXTURES & 2-SW | 1M-.5 HR | 22
PIT-411 -2-RECEPTACELS-PRINT L-703 | 3/4" -50FT |  | 2M-3.5 HR | 200FT | 2MEN -1 HRS | 2 RECEPTACELS | 1MAN 1HR | 2 RECEPTACELS | 2M-3.5HRS | 2 RECEPTACELS | 1M-.5 HR | 2 RECEPTACELS | 1M-1HRS | 2 RECEPTACELS | 1M-.5 HR | 19
PIT-411 -3 FIXTURES & 2-SW-PRINT L-704 | 3/4" 100FT |  | 2M-3.5HRS | 400FT | 2MEN -1 HRS | 5 FIXTURES & 1 SW | M-3HRS | 3 FIXTURES & 2 - SW | 2M-3.5HRS | 3 FIXTURES & 2 - SW | 1M-.5 HR | 3 FIXTURES & 2 - SW | 1M-2HRS | 3 FIXTURES & 2 - SW | 1M-.5 HR | 22
PRINT L-705-SUTPHIN BLVD.ARCHER AVE STATION IND PANEL SCHEDULE
PRINT L-706-SUTPHIN BLVD.ARCHER AVE LINE ELEVATOR EL-411 FEEDER PLAN
PRINT TE-401 ELEV.# 319 COMMUNICATIONS EQUIPMENT RISER DIAGRAM FLATBUSH AVE | CONDUIT POWER | CONDUIT CONTROLS | MH | WIRE | MH | DEVICES & EQP. | MH | TESTING | MH | TAG & TERMINATE | MH | GROUNDING & BONDING | MH | LAYOUT | MH
FROM COMM ROOM MR-279(BENNING PANEL TO EMR #411 DATA CABINET POWER SUPPLY) | 3/4" 200' |  | 2M-2D -28 | 3-#10 -250FT | 2M-1HR |  |  | 3-#10 | 2M-.5-1HR | 3-#10 | 1M-.5 HR |  |  | CONDUIT | 1M-.5 HR | 30.5
FROM COMM ROOM MR-279 (TTBD TO EMR #411 TTB CABINET POWER SUPPLY) | 1-1/2"-200' |  | 2M-4D-56 | 1-25 PR -250FT | 2M-3.5 HR |  |  | 1-25 PR | 2M-.5-1HR | 1-25 PR | 1M-7-HR |  |  | CONDUIT | 1M-.5 HR | 71.5
AN 6 TO EMR #411 DATA CABINET ETHERNET EXTENDER | 1"-180FT |  | 2M-2D -28 | 1-CAT 6 | 2M-1HR |  |  | 1-CAT 6 | 2M-.5-1HR | 1-CAT 6 | 1M-.5 HR |  |  | CONDUIT | 1M-.5 HR | 32
AN 6 TO EMR #411 IP (IP FEATURE PHONE) | 1"-180FT |  | 2M-2D -28 | 1-CAT 6 | 2M-1HR |  |  | 1-CAT 6 | 2M-.5-1HR | 1-CAT 6 | 1M-.5 HR |  |  | CONDUIT | 1M-.5 HR | 32
AN 6 TO EMR #411 QPE (SECURE QUAD PORT ENCLOSURE) | 3/4"-180FT |  | 2M-2D -28 | 1-CAT 6 | 2M-1HR |  |  | 1-CAT 6 | 2M-.5-1HR | 1-CAT 6 | 1M-.5 HR |  |  | CONDUIT | 1M-.5 HR | 32
AN 6 TO EMR #411 LIF NET (LIF NET) | 1"-180FT |  | 2M-2D -28 | 1-CAT 6 | 2M-1HR |  |  | 1-CAT 6 | 2M-.5-1HR | 1-CAT 6 | 1M-.5 HR |  |  | CONDUIT | 1M-.5 HR | 32
AN 6 TO EMR #411 ELEVATOR CONTROLER | 3/4"-180FT |  | 2M-2D -28 | 1-CAT 6 | 2M-1HR |  |  | 1-CAT 6 | 2M-.5-1HR | 1-CAT 6 | 1M-.5 HR |  |  | CONDUIT | 1M-.5 HR | 32
AN 6 TO IP (IP FEATURE PHONE) AGENT BOOTH N605 CONTROL AREA | 3/4"-40FT |  | 2M-3.5-7HRS | 1-CAT 6+ME206:P206 | 2M-1HR |  |  | 1-CAT 6 | 2M-.5-1HR | 1-CAT 6 | 1M-.5 HR |  |  | CONDUIT | 1M-.5 HR | 11
AN1 TO MEZZ LEVEL LANDING SP (IP SPEAKERPHONE) | 3/4"-40FT |  | 2M-3.5-7HRS | 1-CAT 6 | 2M-1HR |  |  | 1-CAT 6 | 2M-.5-1HR | 1-CAT 6 | 1M-.5 HR |  |  | CONDUIT | 1M-.5 HR | 11
AN1 TO IP-ADA1 (IP CCTV CAMERA) | 3/4"-40FT |  | 2M-3.5-7HRS | 1-CAT 6 | 2M-1HR |  |  | 1-CAT 6 | 2M-.5-1HR | 1-CAT 6 | 1M-.5 HR |  |  | CONDUIT | 1M-.5 HR | 11
AN5 TO MEZZ LEVEL LANDING SP (IP SPEAKERPHONE) | 3/4"-40FT |  | 2M-3.5-7HRS | 1-CAT 6 | 2M-1HR |  |  | 1-CAT 6 | 2M-.5-1HR | 1-CAT 6 | 1M-.5 HR |  |  | CONDUIT | 1M-.5 HR | 11
AN5 TO IP-ADA2 (IP CCTV CAMERA) | 3/4"-40FT |  | 2M-3.5-7HRS | 1-CAT 6 | 2M-1HR |  |  | 1-CAT 6 | 2M-.5-1HR | 1-CAT 6 | 1M-.5 HR |  |  | CONDUIT | 1M-.5 HR | 11
AN5 TO MEZZ LEVEL LANDING SP (IP SPEAKERPHONE) | 3/4"-40FT |  | 2M-3.5-7HRS | 1-CAT 6 | 2M-1HR |  |  | 1-CAT 6 | 2M-.5-1HR | 1-CAT 6 | 1M-.5 HR |  |  | CONDUIT | 1M-.5 HR | 11
AN5 TO IP-ADA3 (IP CCTV CAMERA) | 3/4"-40FT |  | 2M-3.5-7HRS | 1-CAT 6 | 2M-1HR |  |  | 1-CAT 6 | 2M-.5-1HR | 1-CAT 6 | 1M-.5 HR |  |  | CONDUIT | 1M-.5 HR | 11
TTB IN EMR #411 TO ELEVATOR CAB #411+A68:G72-/ 1-1PR #20 FOR L2 & EE POWER .48VDC & 1PR #20 FOR EE DATA | 3/4"-40FT |  | 2M-3.5-7HRS | 1-CAT 6 | 2M-1HR |  |  | 1-CAT 6 | 2M-.5-1HR | 1-CAT 6 | 1M-.5 HR |  |  | CONDUIT | 1M-.5 HR | 11
TTB IN EMR #411 TO ELEVATOR CAB #411-/ 1-1PR #20 FOR L2 POE (2 LAYER SWITCH POE) | 3/4"-40FT |  | 2M-3.5-7HRS | 1-CAT 6 | 2M-1HR |  |  | 1-CAT 6 | 2M-.5-1HR | 1-CAT 6 | 1M-.5 HR |  |  | CONDUIT | 1M-.5 HR | 11
PRINT TE-702 COM. & IP EQUIPMENT & CONDUIT LAYOUT MEZZ.PLAN (S.1 OF 2) SUTPHIN BLVD
PRINT TE-703 COM. & IP EQUIPMENT & CONDUIT LAYOUT MEZZ.PLAN (S.2 OF 2) SUTPHIN BLVD
PRINT TE-704 COM. & IP EQUIPMENT & CONDUIT LAYOUT UPPER LEVEL SUTPHIN BLVD
PRINT TE-705 COM. & IP EQUIPMENT & CONDUIT LAYOUT LOWER LEVEL SUTPHIN BLVD
PRINT TE-706TYPICAL EMR DATA CABINET POWER RISER DIAGRAM SUTPHIN BLVD STATION
PRINT TE-707 COMMUNICATIONS EQUIPMENT & CONDUIT LAYOUT SUTPHIN BLVD
PRINT TE-708 COMMUNICATIONS RM.MR279 APPLICATIONS EQUIPMENT AND CONDUIT LAYOUT SUTPHIN BLVD
PRINT TE-709 (E) BENNING POWER PLANT MR279 ONE LINE DIAGRAM SUTPHIN BLVD STATION
PRINT TE-710 COMMUNICATIONS ROOM MR279 EQUIPMENT & CONDUIT LAYOUT SUTPHIN BLVD | CONDUIT POWER | CONDUIT CONTROLS | MH | WIRE | MH | DEVICES & EQP. | MH | TESTING | MH | TAG & TERMINATE | MH | GROUNDING & BONDING | MH | LAYOUT | MH
1-NEW PSLAN SUB PANEL TO POWER | 3/4" 80FT |  | 2M-1D-14 | 3#8 -240' | 2M-1HR | PSLAN SUB PANEL | 2M-3.5HRS | PSLAN SUB PANEL | 2M-.5-1HR | PSLAN SUB PANEL | 1M -1 HRS | PSLAN SUB PANEL | 1M-1HRS | PSLAN SUB PANEL | 1M-.5 HR | 26
PRINT TE-711 CCTV VIDEO ROUTING FOR NYCT AND NYPD SUTPHIN BLVD
PRINT TF-700 FIRE ALARM SYSTEM RISER DIAGRAM SUTPHIN BLVD.ARCHER AVE LINE IND | CONDUIT POWER | CONDUIT CONTROLS | MH | WIRE | MH | DEVICES & EQP. | MH | TESTING | MH | TAG & TERMINATE | MH | GROUNDING & BONDING | MH | LAYOUT | MH
FACP TO 4-CR DEVICES, 3-MM DEVICE, 1-HORN & STROBE,6-S.D. IN EMR 411 ROOM | 3/4"-180FT |  | 2M-2D -28 | F.A. CABLE | 2M-1HR |  |  | F.A, CABLE | 2M-.5-1HR | 13-DEVICES | 1M-7HRS |  |  | CONDUIT | 1M-.5 HR | 32
PRINT TF-701 FIRE ALARM DEVICE LAYOUT SUTPHIN/ARCHER STAT.ARCHER LINE IND
PRINT TF-702 FIRE ALARM DEVICE LAYOUT SUTPHIN/ARCHER STAT.ARCHER LINE IND
PRINT TF-703 FIRE ALARM DEVICE LAYOUT SUTPHIN/ARCHER STAT.ARCHER LINE IND
PRINT FOC-700 LAYER 1 DIAGRAM SUTPHIN BLVD STATION | CONDUIT POWER | CONDUIT CONTROLS | MH | WIRE | MH | DEVICES & EQP. | MH | TESTING | MH | TAG & TERMINATE | MH | GROUNDING & BONDING | MH | LAYOUT | MH
(N) A-NODE 279-05 / TO (E) FDP J BOX 279-09 / 2-SM PATCH CORD |  |  |  | 2-SM PATCH CORD | 2M-1HR | 2-SM PATCH CORD | 2M-1HR | [8 empty] | 4
(N) A-NODE 279-06 / TO (E) FDP J BOX 279-07 / 2-SM PATCH CORD |  |  |  | 2-SM PATCH CORD | 2M-1HR | 2-SM PATCH CORD | 2M-1HR
PRINT FOC-701 LAYER 2 FLOW DIAGRAM SUTPHIN BLVD STATION
PRINT FOC-702 EQUIPMENT & CONDUIT LAYOUT CHURCH AVE STATION
1-NEW WALL MOUNT AN6 | [5 empty] | 1-NEW WALL MOUNT AN 6 | 1M-1HR | [8 empty] | 1
PRINT FOC-703 EQUIPMENT & CONDUIT LAYOUT CHURCH AVE STATION
1-NEW WALL MOUNT AN5 | [5 empty] | 1-NEW WALL MOUNT AN 6 | 1M-1HR | [8 empty] | 1
PRINT IC -701- EF-10 CP/ EF-MT / EF-T / ELECT.HEATER THERMOSTAT-UH-T EQUIPMENT LAYOUT PRINT E-701 | PRINT E-701
M-HRS
|  |  |  | TOTAL |  | TOTAL |  | TOTAL |  | TOTAL |  | TOTAL |  |  |  | TOTAL
|  |  |  | 3/4 CONDUIT -2,630 |  | 1" CONDUIT-540' |  | 1-1/2" CONDUIT-520' |  | 2" CONDUIT-140' |  | 2-1/2" CONDUIT- 680' |  |  |  | 1157.5
|  |  |  | 3/4 REMOVAL - 2,610 |  |  |  | 1-1/2" REMOVE-250 |  | 2" REMOVE-100

## Labor Estimate - 207
CONTRACT E-34026
207TH STREET STATION ELEVATOR #148 & 149
PRINT A-102 DEMOLITION PLANS -ELEV-148 | CONDUIT POWER | CONDUIT CONTROLS | MH | WIRE | MH | DEVICES & EQP. | MH | TESTING | MH | TAG & TERMINATE | MH | GROUNDING & BONDING | MH | LAYOUT | MH
SURVEY KEY NOTES
NOTE-4-REMOVE HALL STATION INTERCOM & COSTOMER SERVICE CALL BUTTON | [5 empty] | HALL STATION INTERCOM | 2M-1D-14 | [8 empty] | 14
NOTE-20-REMOVE SUBMERSIBLE PUMP- PRINT | [7 empty] | REMOVE SUBMERSIBLE PUMP | 2M-.5HR | [6 empty] | 1
NOTE-24-REMOVE (EMR) ROOM EQUIPMENT 6 PIECES- WITH ALL DISCIPLINES | [5 empty] | REMOVE EQUIPMENT 10 PIECES | 2M-2D-28 | [8 empty] | 28
PRINT A-103-DEMOLITION PLANS -ELEV-149 | CONDUIT POWER | CONDUIT CONTROLS | MH | WIRE | MH | DEVICES & EQP. | MH | TESTING | MH | TAG & TERMINATE | MH | GROUNDING & BONDING | MH | LAYOUT | MH
SURVEY KEY NOTES
NOTE-4-REMOVE HALL STATION INTERCOM & COSTOMER SERVICE CALL BUTTON | [5 empty] | HALL STATION INTERCOM | 2M-1D-14 | [8 empty] | 14
NOTE-17-REMOVE SUBMERSIBLE PUMP | [7 empty] | REMOVE SUBMERSIBLE PUMP | 2M-.5HR | [6 empty] | 1
NOTE-21-REMOVE (EMR) ROOM EQUIPMENT 6 PIECES- WITH ALL DISCIPLINES | [5 empty] | REMOVE EQUIPMENT 10 PIECES | 2M-2D-28 | [8 empty] | 28
PRINT A-104-ELEV-148 CONSTRUCTION PLANS -ELEV. | CONDUIT POWER | CONDUIT CONTROLS | MH | WIRE | MH | DEVICES & EQP. | MH | TESTING | MH | TAG & TERMINATE | MH | GROUNDING & BONDING | MH | LAYOUT | MH | 86
NOTE-12-INSTALL SUBMERSIBLE PUMP
PRINT A-104-ELEV-148 CONSTRUCTION PLANS -ELEV. | CONDUIT POWER | CONDUIT CONTROLS | MH | WIRE | MH | DEVICES & EQP. | MH | TESTING | MH | TAG & TERMINATE | MH | GROUNDING & BONDING | MH | LAYOUT | MH
NOTE-13-INSTALL SUBMERSIBLE PUMP
PRINT A-110-207TH STREET STATION ELEV-148 CABLE PLANS AND ELEVATIONS | CONDUIT POWER | CONDUIT CONTROLS | MH | WIRE | MH | DEVICES & EQP. | MH | TESTING | MH | TAG & TERMINATE | MH | GROUNDING & BONDING | MH | LAYOUT | MH
NOTE-1-RECESSED LED LIGHT FIXTURES | 3/4" 30FT |  | 2M-3.5HRS |  |  | 2-LED LIGHT FIXTURES |  | 2-LED LIGHT FIXTURES | 2M-1/2HR | 2-LED LIGHT FIXTURES | 1M-1/2HR |  |  | 2-LED LIGHT FIXTURES | 1M-.5 HR | 9
NOTE-2-SURFACE MOUNTED CCTV CAMERA W/DOME-FINAL LOCATION BY COMM | 3/4" 30FT |  | 2M-3.5HRS |  |  | 1-CCTV CAMERA |  | 1-CCTV CAMERA | 2M-1/2HR | 1-CCTV CAMERA | 1M-1/2HR |  |  | 1-CCTV CAMERA | 1M-.5 HR | 9
1-EXHAUST FAN W/ST STL HOUSING | 3/4" 30FT |  | 2M-3.5HRS |  |  | 1-EXHAUST FAN |  | 1-EXHAUST FAN | 2M-1/2HR | 1-EXHAUST FAN | 1M-1/2HR |  |  | 1-EXHAUST FAN | 1M-.5 HR | 9
PRINT A-111-207TH STREET STATION-ELEV-149 CABLE PLANS AND ELEVATIONS | CONDUIT POWER | CONDUIT CONTROLS | MH | WIRE | MH | DEVICES & EQP. | MH | TESTING | MH | TAG & TERMINATE | MH | GROUNDING & BONDING | MH | LAYOUT | MH
NOTE-1-RECESSED LED LIGHT FIXTURES | 3/4" 30FT |  | 2M-3.5HRS |  |  | 2-LED LIGHT FIXTURES |  | 2-LED LIGHT FIXTURES | 2M-1/2HR | 2-LED LIGHT FIXTURES | 1M-1/2HR |  |  | 2-LED LIGHT FIXTURES | 1M-.5 HR | 9
NOTE-2-SURFACE MOUNTED CCTV CAMERA W/DOME-FINAL LOCATION BY COMM | 3/4" 30FT |  | 2M-3.5HRS |  |  | 1-CCTV CAMERA |  | 1-CCTV CAMERA | 2M-1/2HR | 1-CCTV CAMERA | 1M-1/2HR |  |  | 1-CCTV CAMERA | 1M-.5 HR | 9
1-EXHAUST FAN W/ST STL HOUSING | 3/4" 30FT |  | 2M-3.5HRS |  |  | 1-EXHAUST FAN |  | 1-EXHAUST FAN | 2M-1/2HR | 1-EXHAUST FAN | 1M-1/2HR |  |  | 1-EXHAUST FAN | 1M-.5 HR | 9
PRINT E-101-207TH STREET/ 8TH AVE. STATION EL-148 ELEV. MEZZ. PART PLAN-1
EMR #148 ROOM INSTALL NEW / PRINT H-101 | CONDUIT POWER | CONDUIT CONTROLS | MH | WIRE | MH | DEVICES & EQP. | MH | TESTING | MH | TAG & TERMINATE | MH | GROUNDING & BONDING | MH | LAYOUT | MH
1-EXHAUST FAN CONTROL PANEL / PRINT H-101 | 3/4" 30FT | 3/4" 30FT | 2M-1D-14 | 170FT | 2MEN -1 HRS | EXHAUST FAN. CON. PNL | 2MEN 3HRS | EXHAUST FAN. CON. PNL | 2MEN -2HRS | EXHAUST FAN. CON. PNL | 1M-4HRS | EXHAUST FAN. CON. PNL | 1M-2HRS | EXHAUST FAN. CON. PNL | 1M-.5 HR | 31.5
1-EXHAUST FAN / PRINT H-101 | 3/4" 30FT | 3/4" 30FT | 2M-1D-14 | 170FT | 2MEN -1 HRS | EXHAUST FAN. | 1MAN 1HR |  |  | EXHAUST FAN. | 1M-1/2 HR | EXHAUST FAN. |  | EXHAUST FAN. | 1M-.5 HR | 31.5
1-EXHAUST FAN THERMOSTAT / PRINT H-101 | 3/4" 30FT | 3/4" 30FT | 2M-1D-14 | 170FT | 2MEN -1 HRS | EXHAUST FAN. THERM | 1MAN 1HR |  |  | EXHAUST FAN. THERM | 1M-1/2 HR | EXHAUST FAN. THERM |  | EXHAUST FAN. THERM | 1M-.5 HR | 31.5
1-EXHAUST FAN TIGHT TO THE CEILING / PRINT H-101 | 3/4" 30FT | 3/4" 30FT | 2M-1D-14 | 170FT | 2MEN -1 HRS | EXHAUST FAN. | 1MAN 1HR |  |  | EXHAUST FAN. | 1M-1/2 HR | EXHAUST FAN. |  | EXHAUST FAN. | 1M-.5 HR | 31.5
1-OIL COOLER FAN / PRINT H-101 | [5 empty] | OIL COOLER FAN
1-OIL COOLER PUMP | [5 empty] | OIL COOLER PUMP | [9 empty] | 180
1-TELEPHONE | 3/4" 30FT |  | 2M-3.5HRS | 70FT | 2MEN -1 HRS | TELEPHONE | 1MAN 1HR | TELEPHONE | 1M-.5 HR | TELEPHONE | 1M-1/2 HR | TELEPHONE |  | TELEPHONE | 1M-.5 HR | 25.5
1-TTB CABINET | 150' - 2-1/2 |  | 2M-3D-42 | 520' | 2M-1D-14 | TTB CABINET | 2MEN 3HRS | TTB CABINET | 2M-1HR-2HRS | TTB CABINET | 1M-4HRS | TTB CABINET | 1M-2HRS | TTB CABINET | 1M-.5 HR | 70.5
1-DATA CABINET | 150' - 1-1/2" |  | 2M-4D-56 | 320' | 2M-1D-14 | DATA CABINET | 2MEN 3HRS | DATA CABINET | 2M-1HR-2HRS | DATA CABINET | 1M-4HRS | DATA CABINET | 1M-2HRS | DATA CABINET | 1M-.5 HR | 70.5
1-ELEVATOR CONTROLLER | [5 empty] | ELEVATOR CONTROLLER
1-ELECTRIC HEATER / PRINT H-101 / L-103 | L-103
1-ELECTRIC HEATER THERMOSTAT / PRINT H-101 | 3/4" -50FT | 3/4" -50FT | 2M-1D-14 | 170FT | 2MEN -1 HRS | ELECTRIC HEATER THERM | 1MAN 1HR |  |  | EXHAUST FAN. THERM | 1M-1/2 HR | EXHAUST FAN. THERM |  | EXHAUST FAN. THERM | 1M-.5 HR | 31.5
1-F.A. PANEL- MODULE / HORN & STROBE | 3/4" -100FT | 3/4" -100FT | 2M-2D-28 | 220FT | 2MEN -1 HRS | HORN & STROBE | 1MAN 1HR | PANEL- HORN & STROBE | 2MEN -3.5 HRS | PANEL- HORN & STROBE | 2MEN -1 HRS | HORN & STROBE |  | HORN & STROBE | 1M-.5 HR | 41
1-LIGHTING PANEL / L-103 | L-103
1-ELEVATOR DISCONNECT SW / L-103/ L-102 | L-103
1-HEAT TRACE PANEL ? I ONLY SAW THE THE WIRE FROM THE POWER UNIT
1-POWER UNIT | [5 empty] | POWER UNIT
PRINT E-101-207TH STREET/ 8TH AVE. STATION EL-148 ELEV. MEZZ. PART PLAN-2
EMR #149 ROOM INSTALL NEW / PRINT H-102 | CONDUIT POWER | CONDUIT CONTROLS | MH | WIRE | MH | DEVICES & EQP. | MH | TESTING | MH | TAG & TERMINATE | MH | GROUNDING & BONDING | MH | LAYOUT | MH
1-EXHAUST FAN CONTROL PANEL / PRINT H-102 | 3/4" 30FT | 3/4" 30FT | 2M-1D-14 | 170FT | 2MEN -1 HRS | EXHAUST FAN. CON. PNL | 2MEN 3HRS | EXHAUST FAN. CON. PNL | 2MEN -2HRS | EXHAUST FAN. CON. PNL | 1M-4HRS | EXHAUST FAN. CON. PNL | 1M-2HRS | EXHAUST FAN. CON. PNL | 1M-.5 HR | 31.5
1-EXHAUST FAN / PRINT H-102 | 3/4" 30FT | 3/4" 30FT | 2M-1D-14 | 170FT | 2MEN -1 HRS | EXHAUST FAN. | 1MAN 1HR |  |  | EXHAUST FAN. | 1M-1/2 HR | EXHAUST FAN. |  | EXHAUST FAN. | 1M-.5 HR | 31.5
1-EXHAUST FAN THERMOSTAT / PRINT H-102 | 3/4" 30FT | 3/4" 30FT | 2M-1D-14 | 170FT | 2MEN -1 HRS | EXHAUST FAN. THERM | 1MAN 1HR |  |  | EXHAUST FAN. THERM | 1M-1/2 HR | EXHAUST FAN. THERM |  | EXHAUST FAN. THERM | 1M-.5 HR | 31.5
1-EXHAUST FAN TIGHT TO THE CEILING / PRINT H-102 | 3/4" 30FT | 3/4" 30FT | 2M-1D-14 | 170FT | 2MEN -1 HRS | EXHAUST FAN. | 1MAN 1HR |  |  | EXHAUST FAN. | 1M-1/2 HR | EXHAUST FAN. |  | EXHAUST FAN. | 1M-.5 HR | 31.5
1-OIL COOLER FAN / PRINT H-102 | [5 empty] | OIL COOLER FAN
1-OIL COOLER PUMP | [5 empty] | OIL COOLER PUMP | [9 empty] | 365
1-TELEPHONE | 3/4" 30FT |  | 2M-3.5HRS | 70FT | 2MEN -1 HRS | TELEPHONE | 1MAN 1HR | TELEPHONE | 1M-.5 HR | TELEPHONE | 1M-1/2 HR | TELEPHONE |  | TELEPHONE | 1M-.5 HR | 25.5
1-TTB CABINET | 150' - 2-1/2 |  | 2M-3D-42 | 520' | 2M-1D-14 | TTB CABINET | 2MEN 3HRS | TTB CABINET | 2M-1HR-2HRS | TTB CABINET | 1M-4HRS | TTB CABINET | 1M-2HRS | TTB CABINET | 1M-.5 HR | 70.5
1-DATA CABINET | 150' - 1-1/2" |  | 2M-4D-56 | 320' | 2M-1D-14 | DATA CABINET | 2MEN 3HRS | DATA CABINET | 2M-1HR-2HRS | DATA CABINET | 1M-4HRS | DATA CABINET | 1M-2HRS | DATA CABINET | 1M-.5 HR | 70.5
1-ELEVATOR CONTROLLER | [5 empty] | ELEVATOR CONTROLLER
1-ELECTRIC HEATER / PRINT H-102 / L-103 | L-103
1-ELECTRIC HEATER THERMOSTAT / PRINT H-102 | 3/4" -50FT | 3/4" -50FT | 2M-1D-14 | 170FT | 2MEN -1 HRS | ELECTRIC HEATER THERM | 1MAN 1HR |  |  | EXHAUST FAN. THERM | 1M-1/2 HR | EXHAUST FAN. THERM |  | EXHAUST FAN. THERM | 1M-.5 HR | 31.5
1-F.A. PANEL- MODULE / HORN & STROBE | 3/4" -100FT | 3/4" -100FT | 2M-2D-28 | 220FT | 2MEN -1 HRS | HORN & STROBE | 1MAN 1HR | PANEL- HORN & STROBE | 2MEN -3.5 HRS | PANEL- HORN & STROBE | 2MEN -1 HRS | HORN & STROBE |  | HORN & STROBE | 1M-.5 HR | 41
1-LIGHTING PANEL / L-103 | L-103
1-ELEVATOR DISCONNECT SW / L-103/ L-102 | L-103
1-HEAT TRACE PANEL ? I ONLY SAW THE THE WIRE FROM THE POWER UNIT
1-POWER UNIT | [5 empty] | POWER UNIT
PRINT L-100 207TH STREET STATION ELEV.148 & 149 - REMOVAL PLAN | CONDUIT POWER | CONDUIT CONTROLS | MH | WIRE | MH | DEVICES & EQP. | MH | TESTING | MH | TAG & TERMINATE | MH | GROUNDING & BONDING | MH | LAYOUT | MH
EMR # 148 8-FIX, 1- SW,3-REC | 3/4" 150FT |  | 2M-1D-14 |  |  | 2-FIX, 1-SW, 1-HTR, 1- DIS SW,1-REC | 2M-3.5HRS | 2-FIX, 1- SW,1-REC | 2M-3.5HRS | [6 empty] | 22
ELEVATOR PIT -148 - 2-FIX, 1-SW,2-REC, 1 HTR | 3/4" 50FT |  | 1M-3.5HRS |  |  |  | 1M-3.5HRS | 2-FIX, 1-SW,2-REC | 1M-1HR | [6 empty] | 8
NOTE-7 & 8 (E) FEEDERS D.S.3 & D.S.4 (4-250 KCMIL IN 3"C) SHALL BE SPLICED IN A SPLICEBOX AS PER NEC | TBD |  | 2M-1D-14 | [12 empty] | 14
EMR # 149 3-FIX, 1- SW,1-REC | 3/4" 50FT |  | 1M-3.5HRS |  |  | 2-FIX, 1-SW, 1-HTR, 1- DIS SW,1-REC | 2M-3.5HRS | 2-FIX, 1- SW,1-REC | 2M-3.5HRS | [6 empty] | 15
ELEVATOR PIT -149 - 2-FIX, 1-SW,1-REC | 3/4" 50FT |  | 1M-3.5HRS |  |  |  | 1M-3.5HRS | 2-FIX, 1-SW,2-REC | 1M-1HR | [6 empty] | 8
NOTE-7 & 8 (E) FEEDERS D.S.5 & D.S.6 (4-250 KCMIL IN 3"C) SHALL BE SPLICED IN A SPLICEBOX AS PER NEC | TBD |  | 2M-1D-14 | [12 empty] | 14
PRINT L-101 - ONE LINE DIAGRAM 207TH STREET STATION 8TH AVE.LINE BOROUGH OF MANHATTAN - REMOVAL | CONDUIT POWER | CONDUIT CONTROLS | MH | WIRE | MH | DEVICES & EQP. | MH | TESTING | MH | TAG & TERMINATE | MH | GROUNDING & BONDING | MH | LAYOUT | MH | 320
SW5-200A EMR - 149 | 3"-10' |  | 2M-1HR | 4-250 KCMIL | 2M-1HR | SW5-200A | 2M-3.5HRS | SW5-200A | 1M-1HR | [6 empty] | 12
SW6-200A EMR - 149 | 3"-10' |  | 2M-1HR | 4-250 KCMIL | 2M-1HR | SW5-200A | 2M-3.5HRS | SW5-200A | 1M-1HR | [6 empty] | 12
ATSE2 150A-ENR-149 | 3"-10' |  | 2M-1HR | 4-250 KCMIL | 2M-1HR | SW5-200A | 2M-3.5HRS | SW5-200A | 1M-1HR | [6 empty] | 12
FSW8-100AS/100AF-ENR-149 | 3"-10' |  | 2M-1HR | 4-250 KCMIL | 2M-1HR | SW5-200A | 2M-3.5HRS | SW5-200A | 1M-1HR | [6 empty] | 12
ELEV CONTROL PNL.-ENR-149 | 3"-10' |  | 2M-1HR | 4-250 KCMIL | 2M-1HR | SW5-200A | 2M-3.5HRS | SW5-200A | 1M-1HR | [6 empty] | 12
SW5-200A EMR - 148 | 3"-10' |  | 2M-1HR | 4-250 KCMIL | 2M-1HR | SW5-200A | 2M-3.5HRS | SW5-200A | 1M-1HR | [6 empty] | 12
SW6-200A EMR - 148 | 3"-10' |  | 2M-1HR | 4-250 KCMIL | 2M-1HR | SW5-200A | 2M-3.5HRS | SW5-200A | 1M-1HR | [6 empty] | 12
ATSE1 150A-ENR-148 | 3"-10' |  | 2M-1HR | 4-250 KCMIL | 2M-1HR | SW5-200A | 2M-3.5HRS | SW5-200A | 1M-1HR | [6 empty] | 12
FSW7-100AS/100AF-ENR-148 | 3"-10' |  | 2M-1HR | 4-250 KCMIL | 2M-1HR | SW5-200A | 2M-3.5HRS | SW5-200A | 1M-1HR | [6 empty] | 12
ELEV CONTROL PNL.-ENR-148 | 3"-10' |  | 2M-1HR | 4-250 KCMIL | 2M-1HR | SW5-200A | 2M-3.5HRS | SW5-200A | 1M-1HR | [6 empty] | 12
PRINT L-102 -NEW ONE LINE DIAGRAM 207TH STREET STATION 8TH AVE.LINE BOROUGH OF MANHATTAN (EMR-149) | CONDUIT POWER | CONDUIT CONTROLS | MH | WIRE | MH | DEVICES & EQP. | MH | TESTING | MH | TAG & TERMINATE | MH | GROUNDING & BONDING | MH | LAYOUT | MH | 120
NORMAL EDR FROM DBN4-500KCMIL IN 4" CONDUIT TO NEW PULL BOX | 4"-20' |  | 2M-3HR | 4-500 KCMIL | 2M-2HR | NEW PULL BOX | 2M-3.5HRS | NEW PULL BOX | 2M-3.5HRS | NEW PULL BOX | 1M-2HR | NEW PULL BOX | 1M-2HRS | NEW PULL BOX | 1M-.5 HR | 30
EMR-149 FROM DBEL-149-500KCMIL IN 4" CONDUIT TO NEW PULL BOX | 4"-20' |  | 2M-3HR | 4-500 KCMIL | 2M-2HR | NEW PULL BOX |  | NEW PULL BOX | 2M-3.5HRS | NEW PULL BOX | 1M-2HR | NEW PULL BOX | 1M-2HRS | NEW PULL BOX | 1M-.5 HR | 30
EMR-149 FROM DBEL-149-4#2 &1#6-1-1/2 CONDUIT TO LPE-149 | 1-1/2"-20' |  | 2M-3HR | 4#2 &1#6 | 2M-1HR | LPE-149 | 2M-3.5HRS | LPE-149 | 2M-3.5HRS | LPE-149 | 1M-1HR | LPE-149 | 1M-2HRS | LPE-149 | 1M-.5 HR | 28
EMR-149 FROM DBEL-149-4#2/0 &1#2-2-1/2"CONDUIT TO DS-149 | 2-1/2"-20' |  | 2M-3HR | 4#2/0 &1#2 | 2M-2HR | DS-149 | 2M-3.5HRS | DS-149 | 2M-3.5HRS | DS-149 | 1M-1HR | DS-149 | 1M-2HRS | DS-149 | 1M-.5 HR | 30
PRINT L-102 -NEW ONE LINE DIAGRAM 207TH STREET STATION 8TH AVE.LINE BOROUGH OF MANHATTAN (EMR-148) | CONDUIT POWER | CONDUIT CONTROLS | MH | WIRE | MH | DEVICES & EQP. | MH | TESTING | MH | TAG & TERMINATE | MH | GROUNDING & BONDING | MH | LAYOUT | MH
NORMAL EDR FROM DBN4-500KCMIL IN 4" CONDUIT TO NEW PULL BOX | 4"-20' |  | 2M-3HR | 4-500 KCMIL | 2M-2HR | NEW PULL BOX | 2M-3.5HRS | NEW PULL BOX | 2M-3.5HRS | NEW PULL BOX | 1M-2HR | NEW PULL BOX | 1M-2HRS | NEW PULL BOX | 1M-.5 HR | 30
EMR-149 FROM DBEL-148-500KCMIL IN 4" CONDUIT TO NEW PULL BOX | 4"-20' |  | 2M-3HR | 4-500 KCMIL | 2M-2HR | NEW PULL BOX |  | NEW PULL BOX | 2M-3.5HRS | NEW PULL BOX | 1M-2HR | NEW PULL BOX | 1M-2HRS | NEW PULL BOX | 1M-.5 HR | 30
EMR-149 FROM DBEL-148-4#2 &1#6-1-1/2 CONDUIT TO LPE-148 | 1-1/2"-20' |  | 2M-3HR | 4#2 &1#6 | 2M-1HR | LPE-149 | 2M-3.5HRS | LPE-149 | 2M-3.5HRS | LPE-149 | 1M-1HR | LPE-149 | 1M-2HRS | LPE-149 | 1M-.5 HR | 28
EMR-149 FROM DBEL-148-4#2/0 &1#2-2-1/2"CONDUIT TO DS-148 | 2-1/2"-20' |  | 2M-3HR | 4#2/0 &1#2 | 2M-2HR | DS-149 | 2M-3.5HRS | DS-149 | 2M-3.5HRS | DS-149 | 1M-1HR | DS-149 | 1M-2HRS | DS-149 | 1M-.5 HR | 30
PRINT L-103 207TH STREET STATION ELEV.148 & 149 POWER PLAN | CONDUIT POWER | CONDUIT CONTROLS | MH | WIRE | MH | DEVICES & EQP. | MH | TESTING | MH | TAG & TERMINATE | MH | GROUNDING & BONDING | MH | LAYOUT | MH | 236
EMR-148 -4 RECEPTACLES | 3/4" 50FT |  | 1M-3.5HRS | 7#12-150' | 2M-1HR | 4 RECEPTACLES | 1M-3.5HRS | 4 RECEPTACLES | 1M-1HR | 4 RECEPTACLES | 1M-1HR |  |  | 4 RECEPTACLES | 1M-.5 HR | 11.5
PIT-148 -2 RECEPTACLES | 3/4" 50FT |  | 1M-3.5HRS | 7#12-150' | 2M-1HR | 2 RECEPTACLES | 1M-3.5HRS | 2 RECEPTACLES | 1M-1HR | 2 RECEPTACLES | 1M-1HR |  |  | 2 RECEPTACLES | 1M-.5 HR | 11.5
EMR-149 -2 RECEPTACLES | 3/4" 50FT |  | 1M-3.5HRS | 7#12-150' | 2M-1HR | 2 RECEPTACLES | 1M-3.5HRS | 2 RECEPTACLES | 1M-1HR | 2 RECEPTACLES | 1M-1HR |  |  | 2 RECEPTACLES | 1M-.5 HR | 11.5
PIT-149-2 RECEPTACLES | 3/4" 50FT |  | 1M-3.5HRS | 7#12-150' | 2M-1HR | 2 RECEPTACLES | 1M-3.5HRS | 2 RECEPTACLES | 1M-1HR | 2 RECEPTACLES | 1M-1HR |  |  | 2 RECEPTACLES | 1M-.5 HR | 11.5
PRINT L-104 LIGHTING PLAN MR 148 & 149 ELEV.PIT AND 148 & 149- 207TH STREET STATION | CONDUIT POWER | CONDUIT CONTROLS | MH | WIRE | MH | DEVICES & EQP. | MH | TESTING | MH | TAG & TERMINATE | MH | GROUNDING & BONDING | MH | LAYOUT | MH
EMR-148 -6 FIXTURES & 2 SW | 3/4" 50FT |  | 1M-3.5HRS | 7#12-150' | 2M-1HR | 6 FIXTURES & 2 SW | 1M-3.5HRS | 6 FIXTURES & 2 SW | 1M-1HR | 6 FIXTURES & 2 SW | 1M-1HR |  |  | 6 FIXTURES & 2 SW | 1M-.5 HR | 11.5
PIT-148 -3 FIXTURES & 1 SW | 3/4" 50FT |  | 1M-3.5HRS | 7#12-150' | 2M-1HR | 3 FIXTURES & 1 SW | 1M-3.5HRS | 3 FIXTURES & 1 SW | 1M-1HR | 3 FIXTURES & 2 SW | 1M-1HR |  |  | 3 FIXTURES & 1 SW | 1M-.5 HR | 11.5
PIT-149 -3 FIXTURES & 2 SW | 3/4" 50FT |  | 1M-3.5HRS | 7#12-150' | 2M-1HR | 3 FIXTURES & 2 SW | 1M-3.5HRS | 3 FIXTURES & 2 SW | 1M-1HR | 3 FIXTURES & 1 SW | 1M-1HR |  |  | 3 FIXTURES & 2 SW | 1M-.5 HR | 11.5
PIT-149 -3 FIXTURES & 1 SW | 3/4" 50FT |  | 1M-3.5HRS | 7#12-150' | 2M-1HR | 3 FIXTURES & 1 SW | 1M-3.5HRS | 3 FIXTURES & 1 SW | 1M-1HR | 3 FIXTURES & 1 SW | 1M-1HR |  |  | 3 FIXTURES & 1 SW | 1M-.5 HR | 11.5
PRINT L-105 207TH STREET STATION ELEV.148 & 149 STATION PANEL SCHEDULE | [15 empty] | 92
PRINT TE-101 TO 104-CCTV EQUIPMENT207TH STREET STATION - REMOVALS | CONDUIT POWER | CONDUIT CONTROLS | MH | WIRE | MH | DEVICES & EQP. | MH | TESTING | MH | TAG & TERMINATE | MH | GROUNDING & BONDING | MH | LAYOUT | MH
4-CAMERAS | [5 empty] | 4-CAMERAS | 1M-3.5HRS | [8 empty] | 3.5
8-SPEAKERPHONES | [5 empty] | 8-SPEAKERPHONES | 1M-4 | [8 empty] | 4
2-MONITORS | [5 empty] | 2-MONITORS | 1M-1HR | [8 empty] | 1
3/4 CONDUIT | 480' OF 3/4" |  | 2M-1D | [12 empty] | 14
1" CONDUIT | 400' OF 1" |  | 2M-1D | [12 empty] | 14
1-1/2" CONDUIT | 300' OF 1-1/2" |  | 2M-1D | [12 empty] | 14
2" CONDUIT | 400' OF 2" |  | 2M-1D | [12 empty] | 14
2-1/2" CONDUIT | 300' OF 2-1/2" |  | 2M-1D | [12 empty] | 14
PRINT TE-105 ELEV.# 148 COMMUNICATIONS EQUIPMENT RISER DIAGRAM 207TH STREET STATION | CONDUIT POWER | CONDUIT CONTROLS | MH | WIRE | MH | DEVICES & EQP. | MH | TESTING | MH | TAG & TERMINATE | MH | GROUNDING & BONDING | MH | LAYOUT | MH
FROM COMM ROOM MR-143 BENNING PANEL TO EMR #148 DATA CABINET POWER SUPPLY) | 3/4" 150' |  | 2M-2D -28 | 3-#10 -250FT | 2M-1HR |  |  | 3-#10 | 2M-.5-1HR | 3-#10 | 1M-.5 HR |  |  | CONDUIT | 1M-.5 HR | 30.5
FROM COMM ROOM MR-143 (TTBD TO EMR #148 TTB CABINET POWER SUPPLY) | 1-1/2"-150' |  | 2M-4D-56 | 1-25 PR -250FT | 2M-3.5 HR |  |  | 1-25 PR | 2M-.5-1HR | 1-25 PR | 1M-7-HR |  |  | CONDUIT | 1M-.5 HR | 71.5
APN1.1 TO EMR #148 DATA CABINET ETHERNET EXTENDER | 1" -50FT |  | 2M-1D-14 | 1-CAT 6 | 2M-1HR |  |  | 1-CAT 6 | 2M-.5-1HR | 1-CAT 6 | 1M-.5 HR |  |  | CONDUIT | 1M-.5 HR | 18
APN1.1 TO EMR #148 IP (IP FEATURE PHONE) | 1" -50FT |  | 2M-1D-14 | 1-CAT 6 | 2M-1HR |  |  | 1-CAT 6 | 2M-.5-1HR | 1-CAT 6 | 1M-.5 HR |  |  | CONDUIT | 1M-.5 HR | 18
APN1.1 TO EMR #148 QPE (SECURE QUAD PORT ENCLOSURE) | 3/4" 50FT |  | 1M-5HRS | 1-CAT 6 | 2M-1HR |  |  | 1-CAT 6 | 2M-.5-1HR | 1-CAT 6 | 1M-.5 HR |  |  | CONDUIT | 1M-.5 HR | 20
APN1.1 TO EMR #148 LIF NET (LIF NET) | 1" -50FT |  | 2M-1D-14 | 1-CAT 6 | 2M-1HR |  |  | 1-CAT 6 | 2M-.5-1HR | 1-CAT 6 | 1M-.5 HR |  |  | CONDUIT | 1M-.5 HR | 18
APN1.1 TO EMR #148 ELEVATOR CONTROLER | 3/4" 50FT |  | 1M-5HRS | 1-CAT 6 | 2M-1HR |  |  | 1-CAT 6 | 2M-.5-1HR | 1-CAT 6 | 1M-.5 HR |  |  | CONDUIT | 1M-.5 HR | 20
APN1.1 TO IP (IP FEATURE PHONE) AGENT BOOTH N2A MEZZ. AREA | 3/4"-40FT |  | 2M-3.5-7HRS | 1-CAT 6+ME206:P206 | 2M-1HR |  |  | 1-CAT 6 | 2M-.5-1HR | 1-CAT 6 | 1M-.5 HR |  |  | CONDUIT | 1M-.5 HR | 11
APN1.1 TO MEZZ LEVEL LANDING SP (IP SPEAKERPHONE) | 3/4"-40FT |  | 2M-3.5-7HRS | 1-CAT 6 | 2M-1HR |  |  | 1-CAT 6 | 2M-.5-1HR | 1-CAT 6 | 1M-.5 HR |  |  | CONDUIT | 1M-.5 HR | 11
APN1.1 TO IP-ADA1 (IP CCTV CAMERA) | 3/4"-40FT |  | 2M-3.5-7HRS | 1-CAT 6 | 2M-1HR |  |  | 1-CAT 6 | 2M-.5-1HR | 1-CAT 6 | 1M-.5 HR |  |  | CONDUIT | 1M-.5 HR | 11
APN1.1 TO PLATFORM LEVEL LANDING SP (IP SPEAKERPHONE) | 3/4"-40FT |  | 2M-3.5-7HRS | 1-CAT 6 | 2M-1HR |  |  | 1-CAT 6 | 2M-.5-1HR | 1-CAT 6 | 1M-.5 HR |  |  | CONDUIT | 1M-.5 HR | 11
APN1.1 TO IP-ADA2 (IP CCTV CAMERA) | 3/4"-40FT |  | 2M-3.5-7HRS | 1-CAT 6 | 2M-1HR |  |  | 1-CAT 6 | 2M-.5-1HR | 1-CAT 6 | 1M-.5 HR |  |  | CONDUIT | 1M-.5 HR | 11
APN1.1 TO MEZZ LEVEL LANDING SP (IP SPEAKERPHONE) | 3/4"-40FT |  | 2M-3.5-7HRS | 1-CAT 6 | 2M-1HR |  |  | 1-CAT 6 | 2M-.5-1HR | 1-CAT 6 | 1M-.5 HR |  |  | CONDUIT | 1M-.5 HR | 11
APN1.1 TO IP-ADA3 (IP CCTV CAMERA) | 3/4"-40FT |  | 2M-3.5-7HRS | 1-CAT 6 | 2M-1HR |  |  | 1-CAT 6 | 2M-.5-1HR | 1-CAT 6 | 1M-.5 HR |  |  | CONDUIT | 1M-.5 HR | 11
TTB IN EMR #148 TO ELEVATOR CAB #148 -/ 1-1PR #20 FOR L2 & EE POWER .48VDC & 1PR #20 FOR EE DATA | 3/4"-40FT |  | 2M-3.5-7HRS | 1-CAT 6 | 2M-1HR |  |  | 1-CAT 6 | 2M-.5-1HR | 1-CAT 6 | 1M-.5 HR |  |  | CONDUIT | 1M-.5 HR | 11
TTB IN EMR #148 TO ELEVATOR CAB #148 -/ 1-1PR #20 FOR L2 POE (2 LAYER SWITCH POE) | 3/4"-40FT |  | 2M-3.5-7HRS | 1-CAT 6 | 2M-1HR |  |  | 1-CAT 6 | 2M-.5-1HR | 1-CAT 6 | 1M-.5 HR |  |  | CONDUIT | 1M-.5 HR | 11
1-CCTV CABINET | [5 empty] | 1-CCTV CABINET | 2M-3.5HRS | [6 empty] | 1-CCTV CABINET | 1M-.5 HR | 4
PRINT TE-106 ELEV.# 149 COMMUNICATIONS EQUIPMENT RISER DIAGRAM 207TH STREET STATION | CONDUIT POWER | CONDUIT CONTROLS | MH | WIRE | MH | DEVICES & EQP. | MH | TESTING | MH | TAG & TERMINATE | MH | GROUNDING & BONDING | MH | LAYOUT | MH
FROM COMM ROOM MR-143 BENNING PANEL TO EMR #149 DATA CABINET POWER SUPPLY) | 3/4" 150' |  | 2M-2D -28 | 3-#10 -250FT | 2M-1HR |  |  | 3-#10 | 2M-.5-1HR | 3-#10 | 1M-.5 HR |  |  | CONDUIT | 1M-.5 HR | 30.5
FROM COMM ROOM MR-143 (TTBD TO EMR #149 TTB CABINET POWER SUPPLY) | 1-1/2"-150' |  | 2M-4D-56 | 1-25 PR -250FT | 2M-3.5 HR |  |  | 1-25 PR | 2M-.5-1HR | 1-25 PR | 1M-7-HR |  |  | CONDUIT | 1M-.5 HR | 71.5
APN1.2 TO EMR #148 DATA CABINET ETHERNET EXTENDER | 1" -50FT |  | 2M-1D-14 | 1-CAT 6 | 2M-1HR |  |  | 1-CAT 6 | 2M-.5-1HR | 1-CAT 6 | 1M-.5 HR |  |  | CONDUIT | 1M-.5 HR | 18
APN1.2 TO EMR #148 IP (IP FEATURE PHONE) | 1" -50FT |  | 2M-1D-14 | 1-CAT 6 | 2M-1HR |  |  | 1-CAT 6 | 2M-.5-1HR | 1-CAT 6 | 1M-.5 HR |  |  | CONDUIT | 1M-.5 HR | 18
APN1.2 TO EMR #148 QPE (SECURE QUAD PORT ENCLOSURE) | 3/4" 50FT |  | 1M-5HRS | 1-CAT 6 | 2M-1HR |  |  | 1-CAT 6 | 2M-.5-1HR | 1-CAT 6 | 1M-.5 HR |  |  | CONDUIT | 1M-.5 HR | 20
APN1.2 TO EMR #148 LIF NET (LIF NET) | 1" -50FT |  | 2M-1D-14 | 1-CAT 6 | 2M-1HR |  |  | 1-CAT 6 | 2M-.5-1HR | 1-CAT 6 | 1M-.5 HR |  |  | CONDUIT | 1M-.5 HR | 18
APN1.2 TO EMR #148 ELEVATOR CONTROLER | 3/4" 50FT |  | 1M-5HRS | 1-CAT 6 | 2M-1HR |  |  | 1-CAT 6 | 2M-.5-1HR | 1-CAT 6 | 1M-.5 HR |  |  | CONDUIT | 1M-.5 HR | 20
APN1.2 TO MEZZ LEVEL LANDING SP (IP SPEAKERPHONE) | 3/4"-40FT |  | 2M-3.5-7HRS | 1-CAT 6 | 2M-1HR |  |  | 1-CAT 6 | 2M-.5-1HR | 1-CAT 6 | 1M-.5 HR |  |  | CONDUIT | 1M-.5 HR | 11
APN1.2 TO IP-ADA4 MEZZ. (IP CCTV CAMERA) | 3/4"-40FT |  | 2M-3.5-7HRS | 1-CAT 6 | 2M-1HR |  |  | 1-CAT 6 | 2M-.5-1HR | 1-CAT 6 | 1M-.5 HR |  |  | CONDUIT | 1M-.5 HR | 11
APN1.2 TO PLATFORM LEVEL LANDING SP (IP SPEAKERPHONE) | 3/4"-40FT |  | 2M-3.5-7HRS | 1-CAT 6 | 2M-1HR |  |  | 1-CAT 6 | 2M-.5-1HR | 1-CAT 6 | 1M-.5 HR |  |  | CONDUIT | 1M-.5 HR | 11
APN1.2 TO IP-ADA5 PLATFORM LEVEL (IP CCTV CAMERA) | 3/4"-40FT |  | 2M-3.5-7HRS | 1-CAT 6 | 2M-1HR |  |  | 1-CAT 6 | 2M-.5-1HR | 1-CAT 6 | 1M-.5 HR |  |  | CONDUIT | 1M-.5 HR | 11
TTB IN EMR #149 TO ELEVATOR CAB #149 -/ 1-1PR #20 FOR L2 & EE POWER .48VDC & 1PR #20 FOR EE DATA | 3/4"-40FT |  | 2M-3.5-7HRS | 1-CAT 6 | 2M-1HR |  |  | 1-CAT 6 | 2M-.5-1HR | 1-CAT 6 | 1M-.5 HR |  |  | CONDUIT | 1M-.5 HR | 11
TTB IN EMR #149TO ELEVATOR CAB #149 -/ 1-1PR #20 FOR L2 POE (2 LAYER SWITCH POE) | 3/4"-40FT |  | 2M-3.5-7HRS | 1-CAT 6 | 2M-1HR |  |  | 1-CAT 6 | 2M-.5-1HR | 1-CAT 6 | 1M-.5 HR |  |  | CONDUIT | 1M-.5 HR | 11
1-CCTV CABINET | [5 empty] | 1-CCTV CABINET | 2M-3.5HRS | [6 empty] | 1-CCTV CABINET | 1M-.5 HR | 4
PRINT TE-107 PASSENGER IDENTIFICATION (PID) RA144:M148ISER DIAGRAM 207TH STREET STATION | CONDUIT POWER | CONDUIT CONTROLS | MH | WIRE | MH | DEVICES & EQP. | MH | TESTING | MH | TAG & TERMINATE | MH | GROUNDING & BONDING | MH | LAYOUT | MH | 647.5
APN 1.1 -PID1-PID 2- PID3- PID 4- PID 5- PID 6
APN 1.2 -PID7-PID 8- PID 9- PID 10- PID 11- PID 12
APN 2.1 -PID 13-PID 14- PID 15- PID 16- PID 17- PID 18 -PID 19-PID 20- PID 21- PID 22- PID 23- PID 24- PID 25- PID 26
APN 2.1 - PID 27- PID 28- PID 29- PID 30 .
PRINT TE-108 COMMUNICATIONS IP EQUIPMENT AND CONDUIT LAYOUT SOUTH MEZZ. PLAN 207TH STREET STATION | CONDUIT POWER | CONDUIT CONTROLS | MH | WIRE | MH | DEVICES & EQP. | MH | TESTING | MH | TAG & TERMINATE | MH | GROUNDING & BONDING | MH | LAYOUT | MH
EMR-148 INSTALL -PID1-PID 2- PID3- PID 4- PID 5- PID 6 | 1"-80FT |  | 2M-1D-14 | 3-CAT 6-300' | 2M-1HR | PID1-PID 2- PID3- PID 4- PID 5- PID 6 | 2M-1D-14 |  |  | PID1-PID 2- PID3- PID 4- PID 5- PID 6 | 1M-2HR |  |  | PID1-PID 2- PID3- PID 4- PID 5- PID 6 | 1M-1 HR | 33
1-APN 1.1 | 2" -50FT |  |  |  |  | APN 1.1 | 1M-1HR | [8 empty] | 15
1- PULLBOX | 1-1/2" -50FT |  | 2M-1D-14 |  |  | 1- PULLBOX | 1M-3HRS | [8 empty] | 17
| CONDUIT POWER | CONDUIT CONTROLS | MH | WIRE | MH | DEVICES & EQP. | MH | TESTING | MH | TAG & TERMINATE | MH | GROUNDING & BONDING | MH | LAYOUT | MH
EMR-149 INSTALL -PID7-PID 8- PID9- PID 10- PID 11- PID 12 | 1"-80FT |  | 2M-1D-14 | 3-CAT 6-300' | 2M-1HR | PID7-PID 8- PID9- PID 10- PID 11- PID 12 | 2M-1D-14 |  |  | PID7-PID 8- PID9- PID 10- PID 11- PID 12 | 1M-2HR |  |  | PID7-PID 8- PID9- PID 10- PID 11- PID 12 | 1M-1 HR | 33
1-APN 1.2 | 2" -50FT |  | 2M-1D-14 |  |  | APN 1.1 | 1M-1HR | [8 empty] | 15
1- PULLBOX | 1-1/2" -50FT |  | 2M-1D-14 |  |  | 1- PULLBOX | 1M-3HRS | [8 empty] | 17
PRINT TE-109 COMMUNICATIONS IP EQUIPMENT AND CONDUIT LAYOUT PLATFORM PLAN 207TH STREET STATION | TE-105
PRINT TE-110 COMMUNICATIONS IP EQUIPMENT AND CONDUIT LAYOUT UNMANED MEZZ. PLAN 207TH STREET STATION | CONDUIT POWER | CONDUIT CONTROLS | MH | WIRE | MH | DEVICES & EQP. | MH | TESTING | MH | TAG & TERMINATE | MH | GROUNDING & BONDING | MH | LAYOUT | MH
APN 2.1 -PID 13-PID 14- PID 15- PID 16- PID 17- PID 18 -PID 19-PID 20- PID 21- PID 22- PID 23- PID 24- PID 25- PID 26 | 3/4"-180FT |  | 2M-2D -28 |  |  | 14--PID 13 THROUGH PID26 | 2M-10.5 HR |  |  | 14--PID 13 THROUGH PID26 | 1M-2HR |  |  | 14--PID 13 THROUGH PID26 | 1M-1 HR | 52
APN 2.1 - PID 27- PID 28- PID 29- PID 30 . | CONDUIT POWER | CONDUIT CONTROLS | MH | WIRE | MH | DEVICES & EQP. | MH | TESTING | MH | TAG & TERMINATE | MH | GROUNDING & BONDING | MH | LAYOUT | MH
1-APN 2.1 | 2" -50FT |  |  |  |  | APN 1.1 | 1M-1HR | [8 empty] | 15
1- PULLBOX | 1-1/2" -50FT |  | 2M-1D-14 |  |  | 1- PULLBOX | 1M-3HRS | [8 empty] | 17
PRINT TE-111 COMMUNICATIONS TELEPHONE CONDUIT LAYOUT SOUTH MEZZ. PLAN 207TH STREET STATION | TE-105 & 106
PRINT TE-113 COMMUNICATIONS POWER CONDUIT LAYOUT SOUTH MEZZ. PLAN 207TH STREET STATION | TE-105 & 106
PRINT TE-114-EXISTING BENNING POWER PLANT PP,02 MR143 ONE LINE DIAGRAM 207TH STREET STATION
PRINT TE-115 COMMUNICATIONS ROOM MR143 POWER EQUIPMENT AND CONDUIT LATOUT 207TH STREET STATION | CONDUIT POWER | CONDUIT CONTROLS | MH | WIRE | MH | DEVICES & EQP. | MH | TESTING | MH | TAG & TERMINATE | MH | GROUNDING & BONDING | MH | LAYOUT | MH
CONDUIT 150FT -3/4 CCTV | 3/4" -150FT |  | 2M-10.5HR | [12 empty] | 21
CONDUIT 100FT -1" CCTV | 1" -100FT |  | 2M-1D | [12 empty] | 14
CONDUIT 50FT -1-1/2" POWER | 2" -50FT |  | 2M-1D | [12 empty] | 14
CONDUIT 50FT -2" POWER | 2" -50FT |  | 2M-1D | [12 empty] | 14
PRINT TE-116 COMMUNICATIONS ROOM MR143 APP.EQUIPMENT AND CONDUIT LATOUT 207TH STREET STATION | TE-115
PRINT TE-117TO TE-134 ALL SYSTEMS LAYOUT
PRINT TF-100 FIRE ALARM SYSTEM RISER DIAGRAM 207TH STREET STATION 8TH AVE LINE IND | CONDUIT POWER | CONDUIT CONTROLS | MH | WIRE | MH | DEVICES & EQP. | MH | TESTING | MH | TAG & TERMINATE | MH | GROUNDING & BONDING | MH | LAYOUT | MH
FACP TO 6-CR DEVICES, 3-MM DEVICE, 2-HORN & STROBE,8-S.D., 2 FAA IN ROOM EMR RM23 | 3/4"-180FT |  | 2M-2D -28 | F.A. CABLE | 2M-1HR |  |  | F.A, CABLE | 2M-.5-1HR | 13-DEVICES | 1M-7HRS |  |  | CONDUIT | 1M-.5 HR | 32
PRINT TF-101 FIRE ALARM SYSTEM DEVICE LAYOUT 207TH STREET STATION 8TH AVE LINE IND
PRINT TF-102 FIRE ALARM SYSTEM DEVICE LAYOUT 207TH STREET STATION 8TH AVE LINE IND
PRINT TF-102 FIRE ALARM CONDUIT / CABLE LAYOUT 207TH STREET STATION 8TH AVE LINE IND
PRINT FOC-700 LAYER 1 NETWORK DIAGRAM 207TH STREET STATION (MR123) | CONDUIT POWER | CONDUIT CONTROLS | MH | WIRE | MH | DEVICES & EQP. | MH | TESTING | MH | TAG & TERMINATE | MH | GROUNDING & BONDING | MH | LAYOUT | MH
(E) TRANSIT WIRELESS SYSTEM FROM COMM J BOX 143-01 /2-DUPLEX LC PATCH CORD |  |  |  | 2-SM PATCH CORD | 2M-1HR | NEW IE5000 | [9 empty] | 2
(N) A-NODE 143-2.01 / TO (E) ACCES NODE 143-2.02 / 2-SM PATCH CORD EAST MEZZ. |  |  |  | 1-SM PATCH CORD | 2M-1HR | [10 empty] | 2
(N) A-NODE 143-1.01 / TO (E) ACCES NODE 143-01 / 2-SM PATCH CORD WEST MEZZ. |  |  |  | 1-SM PATCH CORD | 2M-1HR | [10 empty] | 2
PRINT FOC-701 LAYER 2 FLOW DIAGRAM SUTPHIN BLVD STATION | [15 empty] | 315
PRINT FOC-702 TO FOC-105 EQUIPMENT & CONDUIT LAYOUT
PRINT IC -701- EF-10 CP/ EF-MT / EF-T / ELECT.HEATER THERMOSTAT-UH-T EQUIPMENT LAYOUT PRINT E-701 | PRINT E-701
|  | TOTAL |  | TOTAL |  | TOTAL |  | TOTAL |  | TOTAL |  | TOTAL |  | TOTAL |  | TOTAL
|  | 3/4 CONDUIT -3-380 |  | 1" CONDUIT-560' |  | 1-1/2" CONDUIT-720' |  | 2" CONDUIT- 200' |  | 2-1/2" CONDUIT-170' |  | 3" CONDUIT |  | 4"- CONDUIT-40' |  | M-HRS
|  | 3/4 REMOVAL -780 |  | 1" REMOVE- 400' |  | 1-1/2" REMOVE-300' |  | 2" REMOVE- 400' |  | 2-1/2" REMOVE-450' |  | 3" REMOVE-100' |  | 4" REMOVE |  | 2361

## Labor Estimate - Summary
CONTRACT E-34026
LOCATIONS | 3/4" | 1" | 1-1/2" | 2" | 2-1/2" | 3" | 3-1/2" | 4" | MH TOTAL | Bid | Bid-GF diff | REMOVALS | 3/4" | 1" | 1-1/2" | 2" | 2-1/2" | 3" | 3-1/2" | 4"
34TH HERALD SQUARE STATION 6TH AVE (IND) | 5,590' | 890' | 840' | 1230' | 800' |  |  |  | 3487 | 1559 | -1928 |  | 830' |  | 950' | 400' | 400'
34TH HERALD SQUARE STATION BROADWAY LINE (BMT) | 5420' | 1,580' | 1,310' |  | 720' |  |  |  | 2981 | 1997 | -984 |  | 940 |  | 1,300'
JAMAICA CENTER PARSONS/ ARCHER STATION | 3,850' | 1,700' | 840' | 690' | 900' |  |  | 180' | 2644 | 1051 | -1593 |  | 600' |  | 450'
FLATBUSH AVENUE STATION | 2,270' | 650' | 500' | 220' | 220' | 250' |  |  | 1434 | 941 | -493 |  | 350' |  | 250'
CHURCH AVENUE STATION | 3,910' | 980' | 880' | 200' | 500' | 40' |  |  | 1550 | 1209 | -341 |  | 1370 |  |  | 100'
SUTPHIN BLVD.ARCHER AVENUE STATION | 2,630' | 540' | 520' | 140' | 680' |  |  |  | 1158 | 2064 | 906 |  | 2610 |  | 250' | 100'
207TH STREET STATION | 3,380' | 560' | 720' | 200' | 170' |  |  | 40' | 2361 | 3658 | 1297 |  | 780' | 400' | 300' | 400' | 450' | 100'
| TOTAL | TOTAL | TOTAL | TOTAL | TOTAL | TOTAL | TOTAL | TOTAL | TOTAL |  |  | TOTAL | TOTAL | TOTAL | TOTAL | TOTAL | TOTAL | TOTAL | TOTAL | TOTAL
| 27,050' | 6,900' | 5,610' | 2,680' | 3,990' | 290' |  | 220' | 15615 | 12479 |  |  | 7,480' | 400' | 3,500' | 1,000' | 850' | 100'
[8 empty] | 34TH HERALD SQUARE STATION 6TH AVE (IND) | 1743.5
[8 empty] | 34TH HERALD SQUARE STATION BROADWAY LINE (BMT) | 1490.5
[8 empty] | JAMAICA CENTER PARSONS/ ARCHER STATION | 2644
[8 empty] | FLATBUSH AVENUE STATION | 1434
[8 empty] | CHURCH AVENUE STATION | 775
[8 empty] | SUTPHIN BLVD.ARCHER AVENUE STATION | 579
[8 empty] | 207TH STREET STATION | 1180.5

## Room Surveys
CONTRACT / E-34026 ROOM SURVEYS
LOCATION & JOB | POWER (EDR) ROOM | EMR-ROOM | COMM-ROOM
34TH HERALD SQUARE STATION 6TH AVE (IND) | ELEC.RM 21 | EMR 209, EMR 210 | MR-227
34TH HERALD SQUARE STATION BROADWAY LINE (BMT) | ELEC.RM 21 | EMR-211,211A, 212,213 | MR-012
JAMAICA CENTER PARSONS/ ARCHER STATION | EDR ON MEZZ | EMR-412,413A, 413B | MR-278
FLATBUSH AVENUE STATION | N- EDR FROM PANEL DB3 | EMR-319 | MR-359
CHURCH AVENUE STATION | EDR-N & R AND MEC.N.B. | EMR-320, 320-2 | MR-356,356A, 356B
SUTPHIN BLVD.ARCHER AVENUE STATION | TRACK & STRUCTURE RM.MEZZ. | EMR-411 | MR-279
207TH STREET STATION | EDR-N & R | EMR-148, 149 | MR-143

## Mat. Takeoff- 34th - 6th Ave
CONTRACT / E-34026 DEVICE, FIXTURES & PANEL- TAKE OFFS
LOCATION- PRINT | AMOUNT | TYPE-CONTRACT SPECIFIC | FD BOXES
34TH HERALD SQUARE STATION 6TH AVE (IND)
EMR-209
EMR-209 / PRINT L-203 / DBEL-209 | 1 | MANUFACTURED BY SQUARE D/ TYPE "HCM" I-LINE -SERVICE VOLTAGE 277/480V BUSS RATING 225A - MAIN BREAKER100AF/90AT- LOCATION BOTTOM-FEEDER SIZE 4#2/0 & #6G 2" C- SOURCE PNL.PPR2-(NEMA 12 ENCLOSURE) O.A.E
EMR-209 / PRINT L-203 / LPE209 | 1 | MANUFACTURED BY SQUARE D/ TYPE NOOD -SERVICE VOLTAGE 120/208V BUSS RATING 225A - MAIN BREAKER100AF/90AT- LOCATION TOP-FEEDER SIZE 4#2 & #8G 1-1/2" C SOURCE- DBEL (NEMA 12 ENCLOSURE)
EMR-209 / PRINT L-203 / DS209 | 1 | MANUFACTURED BY SQUARE D/ TYPE HU363AWK WITH ELECTRICAL INTERLOCK KIT (NEMA 12 ENCLOSURE) O.A.E.
EMR-209 / PRINT L-203 / XFMR | 1 | MANUFACTURED BYSO-D CAT#30T68F - 3O KVA.3 PHASE.460-208/120V. DRY TYPE NON-VENTILATED WALL MOUNTED TRANSFORMER - O.A.E.
EMR-209 / PRINT E-201/ EXHAUST FAN THERMOSTAT | 1 | MANUFACTURED BY HONEYWELL MODEL # T631C1012 SET AT 80 DEG.F / 60" AFF.
EMR-209 / PRINT E-201/ ELECTRIC HEATER THERMOSTAT | 1 | ???????????????
EMR-209 / PRINT E-201/ ELECTRIC HEATER TIGHT TO CEILING | 1 | MANUFACTURED BY CHROMAL OX CAT.NO.SKR-4183, PCN120248 RAIDANT COMFORT HEATER 1.8KW, 208VAC,CEILING MOUNTED - O.A.E. / WITH THERMOSTAT AND SWITCH SEE SPEC.
EMR-209 / PRINT E-201/ TTB | 1 | SUPPLIED BY OTHERS
EMR-209 / PRINT E-201/ DATA CABINET | 1 | SUPPLIED BY OTHERS
EMR-209 / PRINT E-201/ EXHAUST FAN CONTROL PANEL | 1 | SUPPLIED BY OTHERS
EMR-209 / PRINT E-201/ QUADRUPLE DATA PORT | 1 | (SUPPLIED BY OTHERS ?)
EMR-209 / PRINT E-201/ HEAT TRACE ( NO PANEL OR CKTS ALLOCATED) | 1 | ( AWO )
EMR-209 / PRINT L-203 / GFCI RECEPTACLES | 3 | GFCI DUPLEX RECEPTACLE ,20A, 125V. PASS & SEYMOUR CAT.NO.2091-SHG MOUNTED FLUSH OR IN TYPE "FD"BOX WITH LUGS AND HUB | 3-FDM2 HDG 3/4" 3-PLATE RCM1-HDG
EL-209 PIT / PRINT L-203 /GFCI RECEPTACLE | 1 | GFCI DUPLEX RECEPTACLE ,20A, 125V. PASS & SEYMOUR CAT.NO.2091-SHG MOUNTED FLUSH OR IN TYPE "FD"BOX WITH LUGS AND HUB | 1-FDM2 HDG 3/4" 1-PLATE RCM1-HDG
EL-209 PIT / PRINT L-203 /RECEPTACLE | 1 | DUPLEX RECEPTACLE ,20A, 125V. PASS & SEYMOUR CAT.NO.9300-HG MOUNTED FLUSH OR IN TYPE "FD"BOX WITH LUGS AND HUB | 1-FDM2 HDG 3/4" 1-PLATE RCM1-HDG
EMR-209 / PRINT L-204 / SWITCH (NOTE LPE209 LIGHTING IS A 15A) | 1 | TOGGLE SWITCH, 30A,120V -277VAC, IP, PASS AND SEYMOUR CAT.NO.30ACI.MOUNTED IN CROUSE HINDS "FD"BOX WITH LUGS AND HUB | 1-FDM2 HDG 3/4" 1-PLATE SWCM1-HDG
EMR-209 / PRINT L-204 / FIXTURES (NOTE # IN FIX IS 36 IN CONTRACT IN SYMBOL CHART A 4' IS #48 ?) | 4 | FOUR FEET VANDAL RESISTANT 50W LED LIGHTING FIXTURE MANUFACTURED BY LUMINARE LIGHTING CAT.# VPF84-50W40O0K-120-CP-GRY-WET-TX/SD O.A.E.MOUNTING AS PER DRAWING
EMR-209 / PRINT L-204 / EM- FIXTURE | 1 | 99 HYBRID EM SERIES DUEL POWER SOURCE (120V AC WITH BATTERY PACK & 600V DC)VANDAL RESISTANT LED EMERGENCY LIGHTING FIXTURE MANUFACTURED BY APOGEE LIGHTING CAT.NO.99 HYBIRD EM-PM OR GM-GY-TPH-T O.A.E.
EL-209 PIT / PRINT L-204 / SWITCH (NOTE LPE209 LIGHTING IS A 15A) | 1 | TOGGLE SWITCH, 30A,120V -277VAC, IP, PASS AND SEYMOUR CAT.NO.30ACI.MOUNTED IN CROUSE HINDS "FD"BOX WITH LUGS AND HUB | 1-FDM2 HDG 3/4" 1-PLATE SWCM1-HDG
EMR-209 PIT / PRINT L-204 / EM (W)- FIXTURE | 1 | WALL MOUNTED VANDALRESISTANT EMERGENCY LIGHTING FIXTURE WITH LED LIGHTS BY "DUEL LITE" CAT.# PG-X-HTR-PGMNT O.A.E. BATTERY SHALL OPERATE THE LAMPS FOR 2 HOURS MINIMUM "X" DENOTES THE COLOR OF THE FIXTURE BODY
EMR-209 PIT / PRINT L-204 / 36- FIXTURE | 1 | THREE FEET VANDAL RESISTANT 40W LED LIGHTING FIXTURE MANUFACTURED BY LUMINAIRE LIGHTING CAT.# VPF83-40W-4000K-120-CP-GRY-WET-TX-SD O.A.E. MOUNTING AS PER DRAWING
EMR-210
EMR-210 / PRINT L-203 / DBEL-210 | 1 | MANUFACTURED BY SQUARE D/ TYPE "HCM" I-LINE -SERVICE VOLTAGE 277/480V BUSS RATING 225A - MAIN BREAKER100AF/90AT- LOCATION BOTTOM-FEEDER SIZE 4#2/0 & #6G 2" C- SOURCE PNL.PPR2-(NEMA 12 ENCLOSURE) O.A.E
EMR-210 / PRINT L-203 / LPE210 | 1 | MANUFACTURED BY SQUARE D/ TYPE NOOD -SERVICE VOLTAGE 120/208V BUSS RATING 225A - MAIN BREAKER100AF/90AT- LOCATION TOP-FEEDER SIZE 4#2 & #8G 1-1/2" C SOURCE- DBEL (NEMA 12 ENCLOSURE)
EMR-210 / PRINT L-203 / DS210 | 1 | MANUFACTURED BY SQUARE D/ TYPE HU363AWK WITH ELECTRICAL INTERLOCK KIT (NEMA 12 ENCLOSURE) O.A.E.
EMR-210 / PRINT L-203 / XFMR | 1 | MANUFACTURED BYSO-D CAT#30T68F - 3O KVA.3 PHASE.460-208/120V. DRY TYPE NON-VENTILATED WALL MOUNTED TRANSFORMER - O.A.E.
EMR-210 / PRINT E-203/ EXHAUST FAN THERMOSTAT | 1 | MANUFACTURED BY HONEYWELL MODEL # T631C1012 SET AT 80 DEG.F / 60" AFF.
EMR-210 / PRINT E-203/ ELECTRIC HEATER THERMOSTAT | 1 | ???????????????
EMR-210 / PRINT E-203/ ELECTRIC HEATER TIGHT TO CEILING | 1 | MANUFACTURED BY CHROMAL OX CAT.NO.SKR-4183, PCN120248 RAIDANT COMFORT HEATER 1.8KW, 208VAC,CEILING MOUNTED - O.A.E. / WITH THERMOSTAT AND SWITCH SEE SPEC.
EMR-209 / PRINT E-201/ TTB | 1 | SUPPLIED BY OTHERS
EMR-210 / PRINT E-203/ DATA CABINET | 1 | SUPPLIED BY OTHERS
EMR-210 / PRINT E-203/ EXHAUST FAN CONTROL PANEL | 1 | SUPPLIED BY OTHERS
EMR-210 / PRINT E-203/ QUADRUPLE DATA PORT | 1 | (SUPPLIED BY OTHERS ?)
EMR-210 / PRINT E-203/ HEAT TRACE ( NO PANEL OR CKTS ALLOCATED) | 1 | ( AWO )
EMR-210 / PRINT L-203 / GFCI RECEPTACLES | 4 | GFCI DUPLEX RECEPTACLE ,20A, 125V. PASS & SEYMOUR CAT.NO.2091-SHG MOUNTED FLUSH OR IN TYPE "FD"BOX WITH LUGS AND HUB | 4-FDM2 HDG 3/4" 4-PLATE RCM1-HDG
EL-210 PIT / PRINT L-203 /GFCI RECEPTACLE | 1 | GFCI DUPLEX RECEPTACLE ,20A, 125V. PASS & SEYMOUR CAT.NO.2091-SHG MOUNTED FLUSH OR IN TYPE "FD"BOX WITH LUGS AND HUB | 1-FDM2 HDG 3/4" 1-PLATE RCM1-HDG
EL-210 PIT / PRINT L-203 /RECEPTACLE | 1 | DUPLEX RECEPTACLE ,20A, 125V. PASS & SEYMOUR CAT.NO.9300-HG MOUNTED FLUSH OR IN TYPE "FD"BOX WITH LUGS AND HUB | 1-FDM2 HDG 3/4" 1-PLATE RCM1-HDG
EMR-210 / PRINT L-204 / SWITCH (NOTE LPE210 LIGHTING IS A 15A) | 1 | TOGGLE SWITCH, 30A,120V -277VAC, IP, PASS AND SEYMOUR CAT.NO.30ACI.MOUNTED IN CROUSE HINDS "FD"BOX WITH LUGS AND HUB | 1-FDM2 HDG 3/4" 1-PLATE SWCM1-HDG
EMR-210 / PRINT L-204 / FIXTURES (NOTE # IN FIX IS 36 IN CONTRACT IN SYMBOL CHART A 4' IS #48 ?) | 3 | FOUR FEET VANDAL RESISTANT 50W LED LIGHTING FIXTURE MANUFACTURED BY LUMINARE LIGHTING CAT.# VPF84-50W40O0K-120-CP-GRY-WET-TX/SD O.A.E.MOUNTING AS PER DRAWING
EMR-210 / PRINT L-204 / EM- FIXTURE | 1 | 99 HYBRID EM SERIES DUEL POWER SOURCE (120V AC WITH BATTERY PACK & 600V DC)VANDAL RESISTANT LED EMERGENCY LIGHTING FIXTURE MANUFACTURED BY APOGEE LIGHTING CAT.NO.99 HYBIRD EM-PM OR GM-GY-TPH-T O.A.E.
EL-210 PIT / PRINT L-204 / SWITCH (NOTE LPE210 LIGHTING IS A 15A) | 1 | TOGGLE SWITCH, 30A,120V -277VAC, IP, PASS AND SEYMOUR CAT.NO.30ACI.MOUNTED IN CROUSE HINDS "FD"BOX WITH LUGS AND HUB | 1-FDM2 HDG 3/4" 1-PLATE SWCM1-HDG
EMR-210 PIT / PRINT L-204 / EM (W)- FIXTURE | 1 | WALL MOUNTED VANDALRESISTANT EMERGENCY LIGHTING FIXTURE WITH LED LIGHTS BY "DUEL LITE" CAT.# PG-X-HTR-PGMNT O.A.E. BATTERY SHALL OPERATE THE LAMPS FOR 2 HOURS MINIMUM "X" DENOTES THE COLOR OF THE FIXTURE BODY
EMR-210 PIT / PRINT L-204 / 36- FIXTURE | 1 | THREE FEET VANDAL RESISTANT 40W LED LIGHTING FIXTURE MANUFACTURED BY LUMINAIRE LIGHTING CAT.# VPF83-40W-4000K-120-CP-GRY-WET-TX-SD O.A.E. MOUNTING AS PER DRAWING
EMR-213
EMR-213 / PRINT E-303/ DATA CABINET | 1 | SUPPLIED BY OTHERS
EMR-213 / PRINT E-303/ QUADRUPLE DATA PORT | 1 | (SUPPLIED BY OTHERS ?)
IP-EQUIPMENT
UPPER MEZZANINE PRINT-TE-203 | 1 | APPLICATION NODE (APN)-02.1
UPPER MEZZANINE PRINT-TE-203 | 1 | APPLICATION NODE (APN) PULL BOX
UPPER MEZZANINE PRINT-TE-203 | 2 | CAMERAS -ADA1 & ADA5
UPPER MEZZANINE PRINT-TE-203 | 2 | SPEAKER PHONE
PLATFORM LEVEL PRINT-TE-205 | 2 | APPLICATION NODE (APN)-06.1 & (APN)-07.1
PLATFORM LEVEL PRINT-TE-205 | 2 | APPLICATION NODE (APN) PULL BOX
PLATFORM LEVEL PRINT-TE-205 | 2 | CAMERAS -ADA2& ADA6
PLATFORM LEVEL PRINT-TE-205 | 2 | SPEAKER PHONE
34TH HERALD SQUARE STATION 6TH AVE (IND) | TOTALS | ITEM
EMR -209 /210 | 2 | MANUFACTURED BY SQUARE D/ TYPE "HCM" I-LINE -SERVICE VOLTAGE 277/480V BUSS RATING 225A - MAIN BREAKER100AF/90AT- LOCATION BOTTOM-FEEDER SIZE 4#2/0 & #6G 2" C- SOURCE PNL.PPR2-(NEMA 12 ENCLOSURE) O.A.E
EMR -209 /210 | 2 | MANUFACTURED BY SQUARE D/ TYPE NOOD -SERVICE VOLTAGE 120/208V BUSS RATING 225A - MAIN BREAKER100AF/90AT- LOCATION TOP-FEEDER SIZE 4#2 & #8G 1-1/2" C SOURCE- DBEL (NEMA 12 ENCLOSURE)
EMR -209 /210 | 2 | MANUFACTURED BY SQUARE D/ TYPE HU363AWK WITH ELECTRICAL INTERLOCK KIT (NEMA 12 ENCLOSURE) O.A.E.
EMR -209 /210 | 2 | MANUFACTURED BYSO-D CAT#30T68F - 3O KVA.3 PHASE.460-208/120V. DRY TYPE NON-VENTILATED WALL MOUNTED TRANSFORMER - O.A.E.
EMR -209 /210 | 2 | MANUFACTURED BY HONEYWELL MODEL # T631C1012 SET AT 80 DEG.F / 60" AFF.
EMR -209 /210 | 2 | MANUFACTURED BY CHROMAL OX CAT.NO.SKR-4183, PCN120248 RAIDANT COMFORT HEATER 1.8KW, 208VAC,CEILING MOUNTED - O.A.E. / WITH THERMOSTAT AND SWITCH SEE SPEC.
PIT/EMR -209 /210 | 9 | GFCI DUPLEX RECEPTACLE ,20A, 125V. PASS & SEYMOUR CAT.NO.2091-SHG MOUNTED FLUSH OR IN TYPE "FD"BOX WITH LUGS AND HUB
PIT/EMR -209 /210 | 2 | DUPLEX RECEPTACLE ,20A, 125V. PASS & SEYMOUR CAT.NO.9300-HG MOUNTED FLUSH OR IN TYPE "FD"BOX WITH LUGS AND HUB
PIT/EMR -209 /210 | 4 | TOGGLE SWITCH, 30A,120V -277VAC, IP, PASS AND SEYMOUR CAT.NO.30ACI.MOUNTED IN CROUSE HINDS "FD"BOX WITH LUGS AND HUB
EMR -209 /210 | 7 | FOUR FEET VANDAL RESISTANT 50W LED LIGHTING FIXTURE MANUFACTURED BY LUMINARE LIGHTING CAT.# VPF84-50W40O0K-120-CP-GRY-WET-TX/SD O.A.E.MOUNTING AS PER DRAWING
EMR -209 /210 | 2 | 99 HYBRID EM SERIES DUEL POWER SOURCE (120V AC WITH BATTERY PACK & 600V DC)VANDAL RESISTANT LED EMERGENCY LIGHTING FIXTURE MANUFACTURED BY APOGEE LIGHTING CAT.NO.99 HYBIRD EM-PM OR GM-GY-TPH-T O.A.E.
PIT -209 /210 | 2 | WALL MOUNTED VANDALRESISTANT EMERGENCY LIGHTING FIXTURE WITH LED LIGHTS BY "DUEL LITE" CAT.# PG-X-HTR-PGMNT O.A.E. BATTERY SHALL OPERATE THE LAMPS FOR 2 HOURS MINIMUM "X" DENOTES THE COLOR OF THE FIXTURE BODY
PIT -209 /210 | 2 | THREE FEET VANDAL RESISTANT 40W LED LIGHTING FIXTURE MANUFACTURED BY LUMINAIRE LIGHTING CAT.# VPF83-40W-4000K-120-CP-GRY-WET-TX-SD O.A.E. MOUNTING AS PER DRAWING
EMR -209 /210 | 2 | TTB CABINET-SUPPLIED BY OTHERS
EMR -209 /210/213 | 3 | DATA CABINET-SUPPLIED BY OTHERS
EMR -209 /210 | 2 | EXHAUST FAN CONTROL PANEL-SUPPLIED BY OTHERS
EMR -209 /210 | 15 | 1-FDM2 HDG 3/4"
EMR -209 /210 | 11 | PLATE RCM1-HDG
EMR -209 /210 | 4 | PLATE SWCM1-HDG
IP-EQUIPMENT | 3 | NODE (APN)-02.1 & (APN)-06.1 & (APN)-07.1
IP-EQUIPMENT | 5 | APPLICATION NODE (APN) PULL BOX
IP-EQUIPMENT | 8 | CAMERAS -ADA1 TO ADA8
IP-EQUIPMENT | 5 | SPEAKER PHONE
IP-EQUIPMENT | 2 | IP-SPEAKER PHONE
IP-EQUIPMENT | 2 | LIFTNET

## Mat. Takeoff- 34th - Broadway
CONTRACT / E-34026 DEVICE, FIXTURES & PANEL- TAKE OFFS
LOCATION- PRINT | AMOUNT | TYPE-CONTRACT SPECIFIC | FD BOXES
34TH HERALD SQUARE STATION BROADWAY LINE (BMT)
NEW ROOM PART OF EMR -211-B
NEW ROOM EMR-211B/ PRINT L-303 / PRINT E-301 / 211-XFMR-212-XFMR | 2 | MANUFACTURED BYSO-D CAT#30T68F - 3O KVA.3 PHASE.460-208/120V. DRY TYPE NON-VENTILATED WALL MOUNTED TRANSFORMER - O.A.E.
NEW ROOM EMR-211B / PRINT E-301/ EXHAUST FAN THERMOSTAT | 1 | MANUFACTURED BY HONEYWELL MODEL # T631C1012 SET AT 80 DEG.F / 60" AFF.
NEW ROOM EMR-211B / PRINT E-301/ ELECTRIC HEATER THERMOSTAT | 1 | ???????????????
NEW ROOM EMR-211B / PRINT E-301/ TTB | 1 | SUPPLIED BY OTHERS-?
NEW ROOM EMR-211B / PRINT E-301/ EXHAUST FAN - (NOTE NO E.F. CONTROL PANEL) | 1 | SUPPLIED BY OTHERS-?
NEW ROOM EMR-211B / PRINT L-304 / FIXTURES (NOTE # IN FIX IS 36 IN CONTRACT IN SYMBOL CHART A 4' IS #48 ?) | 2 | FOUR FEET VANDAL RESISTANT 50W LED LIGHTING FIXTURE MANUFACTURED BY LUMINARE LIGHTING CAT.# VPF84-50W40O0K-120-CP-GRY-WET-TX/SD O.A.E.MOUNTING AS PER DRAWING
NEW ROOM EMR-211B / PRINT L-304 / EM- FIXTURE | 1 | 99 HYBRID EM SERIES DUEL POWER SOURCE (120V AC WITH BATTERY PACK & 600V DC)VANDAL RESISTANT LED EMERGENCY LIGHTING FIXTURE MANUFACTURED BY APOGEE LIGHTING CAT.NO.99 HYBIRD EM-PM OR GM-GY-TPH-T O.A.E.
NEW ROOM EMR-211B / PRINT L-304 / SWITCH (NOTE LPE209 LIGHTING IS A 15A) | 1 | TOGGLE SWITCH, 30A,120V -277VAC, IP, PASS AND SEYMOUR CAT.NO.30ACI.MOUNTED IN CROUSE HINDS "FD"BOX WITH LUGS AND HUB | 1-FDM2-75 HDG 3/4" / 1-PLATE FSK2TS-HDG
MODIFIED REFUSE ROOM
PRINT E-301/ EXHAUST FAN - (NOTE NO E.F. CONTROL PANEL) | 1 | SUPPLIED BY OTHERS-?
MODIFIED SCRUBBER ROOM
MODIFIED SCRUBBER ROOM / PRINT E-301/ EXHAUST FAN - (NOTE NO E.F. CONTROL PANEL) | 1 | SUPPLIED BY OTHERS-?
MODIFIED SCRUBBER ROOM/ PRINT E-301/ EXHAUST FAN THERMOSTAT | 1 | MANUFACTURED BY HONEYWELL MODEL # T631C1012 SET AT 80 DEG.F / 60" AFF.
MODIFIED SCRUBBER ROOM/ PRINT E-301/ ELECTRIC HEATER THERMOSTAT | 1 | ???????????????
EMR -211
EMR-211 / PRINT L-303 / LPE211 | 1 | MANUFACTURED BY SQUARE D/ TYPE NOOD -SERVICE VOLTAGE 120/208V BUSS RATING 225A - MAIN BREAKER100AF/90AT- LOCATION TOP-FEEDER SIZE 4#2 & #8G 1-1/2" C SOURCE- DBEL (NEMA 12 ENCLOSURE)
EMR-211 / PRINT L-303 / DS211 | 1 | MANUFACTURED BY SQUARE D/ TYPE HU364AWK WITH ELECTRICAL INTERLOCK KIT (NEMA 12 ENCLOSURE) O.A.E.
EMR-211 / PRINT E-301/ EXHAUST FAN THERMOSTAT | 1 | MANUFACTURED BY HONEYWELL MODEL # T631C1012 SET AT 80 DEG.F / 60" AFF.
EMR-211 / PRINT E-301/ ELECTRIC HEATER THERMOSTAT | 1 | ???????????????
EMR-211 / PRINT E-301/ ELECTRIC HEATER TIGHT TO CEILING | 1 | MANUFACTURED BY CHROMAL OX CAT.NO.SKR-4183, PCN120248 RAIDANT COMFORT HEATER 1.8KW, 208VAC,CEILING MOUNTED - O.A.E. / WITH THERMOSTAT AND SWITCH SEE SPEC.
EMR-211 / PRINT E-301/ DATA CABINET | 1 | SUPPLIED BY OTHERS-?
EMR-211 / PRINT E-301/ EXHAUST FAN CONTROL PANEL | 1 | SUPPLIED BY OTHERS-?
EMR-211 / PRINT E-301/ QUADRUPLE DATA PORT | 1 | (SUPPLIED BY OTHERS ?)
EMR-211 / PRINT E-301/ HEAT TRACE ( NO PANEL OR CKTS ALLOCATED) | 1 | ( AWO )
EMR-211 / PRINT L-303 / GFCI RECEPTACLES | 2 | GFCI DUPLEX RECEPTACLE ,20A, 125V. PASS & SEYMOUR CAT.NO.2091-SHG MOUNTED FLUSH OR IN TYPE "FD"BOX WITH LUGS AND HUB | 2-FDM2 HDG 3/4" 2-PLATE RCM1-HDG
EL-211 PIT / PRINT L-303 /GFCI RECEPTACLE | 1 | GFCI DUPLEX RECEPTACLE ,20A, 125V. PASS & SEYMOUR CAT.NO.2091-SHG MOUNTED FLUSH OR IN TYPE "FD"BOX WITH LUGS AND HUB | 1-FDM2 HDG 3/4" 1-PLATE RCM1-HDG
EMR-211 / PRINT L-304 / SWITCH (NOTE LPE209 LIGHTING IS A 15A) | 2 | TOGGLE SWITCH, 30A,120V -277VAC, IP, PASS AND SEYMOUR CAT.NO.30ACI.MOUNTED IN CROUSE HINDS "FD"BOX WITH LUGS AND HUB | 1-FDM2-75 HDG 3/4" / 1-PLATE FSK2TS-HDG
EMR-211 / PRINT L-304 / FIXTURES (NOTE # IN FIX IS 36 IN CONTRACT IN SYMBOL CHART A 4' IS #48 ?) | 2 | FOUR FEET VANDAL RESISTANT 50W LED LIGHTING FIXTURE MANUFACTURED BY LUMINARE LIGHTING CAT.# VPF84-50W40O0K-120-CP-GRY-WET-TX/SD O.A.E.MOUNTING AS PER DRAWING
EMR-211 / PRINT L-304 / EM- FIXTURE | 1 | 99 HYBRID EM SERIES DUEL POWER SOURCE (120V AC WITH BATTERY PACK & 600V DC)VANDAL RESISTANT LED EMERGENCY LIGHTING FIXTURE MANUFACTURED BY APOGEE LIGHTING CAT.NO.99 HYBIRD EM-PM OR GM-GY-TPH-T O.A.E.
EL-211 PIT / PRINT L-304 / SWITCH (NOTE LPE209 LIGHTING IS A 15A) | 1 | TOGGLE SWITCH, 30A,120V -277VAC, IP, PASS AND SEYMOUR CAT.NO.30ACI.MOUNTED IN CROUSE HINDS "FD"BOX WITH LUGS AND HUB | 1-FDM2 HDG 3/4" 1-PLATE SWCM1-HDG
EMR-211 PIT / PRINT L-304 / EM (W)- FIXTURE | 1 | WALL MOUNTED VANDALRESISTANT EMERGENCY LIGHTING FIXTURE WITH LED LIGHTS BY "DUEL LITE" CAT.# PG-X-HTR-PGMNT O.A.E. BATTERY SHALL OPERATE THE LAMPS FOR 2 HOURS MINIMUM "X" DENOTES THE COLOR OF THE FIXTURE BODY
EMR-211 PIT / PRINT L-304 / 36- FIXTURE | 1 | THREE FEET VANDAL RESISTANT 40W LED LIGHTING FIXTURE MANUFACTURED BY LUMINAIRE LIGHTING CAT.# VPF83-40W-4000K-120-CP-GRY-WET-TX-SD O.A.E. MOUNTING AS PER DRAWING
EMR -212
EMR-212 / PRINT L-303 / LPE212 | 1 | MANUFACTURED BY SQUARE D/ TYPE NOOD -SERVICE VOLTAGE 120/208V BUSS RATING 225A - MAIN BREAKER100AF/90AT- LOCATION TOP-FEEDER SIZE 4#2 & #8G 1-1/2" C SOURCE- DBEL (NEMA 12 ENCLOSURE)
EMR-212 / PRINT L-303 / DS212 | 1 | MANUFACTURED BY SQUARE D/ TYPE HU364AWK WITH ELECTRICAL INTERLOCK KIT (NEMA 12 ENCLOSURE) O.A.E.
EMR-212 / PRINT E-301/ EXHAUST FAN THERMOSTAT | 1 | MANUFACTURED BY HONEYWELL MODEL # T631C1012 SET AT 80 DEG.F / 60" AFF.
EMR-212 / PRINT E-301/ ELECTRIC HEATER THERMOSTAT | 1 | ???????????????
EMR-212 / PRINT E-301/ ELECTRIC HEATER TIGHT TO CEILING | 1 | MANUFACTURED BY CHROMAL OX CAT.NO.SKR-4183, PCN120248 RAIDANT COMFORT HEATER 1.8KW, 208VAC,CEILING MOUNTED - O.A.E. / WITH THERMOSTAT AND SWITCH SEE SPEC.
EMR-212 / PRINT E-301/ DATA CABINET | 1 | SUPPLIED BY OTHERS-?
NEW ROOM EMR-211 / PRINT E-301/ TTB | 1 | SUPPLIED BY OTHERS-?
EMR-212 / PRINT E-301/ EXHAUST FAN CONTROL PANEL | 1 | SUPPLIED BY OTHERS-?
EMR-212 / PRINT E-301/ QUADRUPLE DATA PORT | 1 | (SUPPLIED BY OTHERS ?)
EMR-212 / PRINT E-301/ HEAT TRACE ( NO PANEL OR CKTS ALLOCATED) | 1 | ( AWO )
EMR-212 / PRINT L-303 / GFCI RECEPTACLES | 2 | GFCI DUPLEX RECEPTACLE ,20A, 125V. PASS & SEYMOUR CAT.NO.2091-SHG MOUNTED FLUSH OR IN TYPE "FD"BOX WITH LUGS AND HUB | 2-FDM2 HDG 3/4" 2-PLATE RCM1-HDG
EL-212 PIT / PRINT L-303 /GFCI RECEPTACLE | 1 | GFCI DUPLEX RECEPTACLE ,20A, 125V. PASS & SEYMOUR CAT.NO.2091-SHG MOUNTED FLUSH OR IN TYPE "FD"BOX WITH LUGS AND HUB | 1-FDM2 HDG 3/4" 1-PLATE RCM1-HDG
EMR-212 / PRINT L-304 / SWITCH (NOTE LPE209 LIGHTING IS A 15A) | 2 | TOGGLE SWITCH, 30A,120V -277VAC, IP, PASS AND SEYMOUR CAT.NO.30ACI.MOUNTED IN CROUSE HINDS "FD"BOX WITH LUGS AND HUB | 1-FDM2-75 HDG 3/4" / 1-PLATE FSK2TS-HDG
EMR-212 / PRINT L-304 / FIXTURES (NOTE # IN FIX IS 36 IN CONTRACT IN SYMBOL CHART A 4' IS #48 ?) | 2 | FOUR FEET VANDAL RESISTANT 50W LED LIGHTING FIXTURE MANUFACTURED BY LUMINARE LIGHTING CAT.# VPF84-50W40O0K-120-CP-GRY-WET-TX/SD O.A.E.MOUNTING AS PER DRAWING
EMR-212 / PRINT L-304 / EM- FIXTURE | 1 | 99 HYBRID EM SERIES DUEL POWER SOURCE (120V AC WITH BATTERY PACK & 600V DC)VANDAL RESISTANT LED EMERGENCY LIGHTING FIXTURE MANUFACTURED BY APOGEE LIGHTING CAT.NO.99 HYBIRD EM-PM OR GM-GY-TPH-T O.A.E.
EL-212 PIT / PRINT L-304 / SWITCH (NOTE LPE209 LIGHTING IS A 15A) | 1 | TOGGLE SWITCH, 30A,120V -277VAC, IP, PASS AND SEYMOUR CAT.NO.30ACI.MOUNTED IN CROUSE HINDS "FD"BOX WITH LUGS AND HUB | 1-FDM2 HDG 3/4" 1-PLATE SWCM1-HDG
EMR-212 PIT / PRINT L-304 / EM (W)- FIXTURE | 1 | WALL MOUNTED VANDALRESISTANT EMERGENCY LIGHTING FIXTURE WITH LED LIGHTS BY "DUEL LITE" CAT.# PG-X-HTR-PGMNT O.A.E. BATTERY SHALL OPERATE THE LAMPS FOR 2 HOURS MINIMUM "X" DENOTES THE COLOR OF THE FIXTURE BODY
EMR-212 PIT / PRINT L-304 / 36- FIXTURE | 1 | THREE FEET VANDAL RESISTANT 40W LED LIGHTING FIXTURE MANUFACTURED BY LUMINAIRE LIGHTING CAT.# VPF83-40W-4000K-120-CP-GRY-WET-TX-SD O.A.E. MOUNTING AS PER DRAWING
IP-EQUIPMENT
ELEV.211/UPPER MEZZANINE PRINT-TE-304 | 1 | APPLICATION NODE (APN)-02.2
ELEV.211/UPPER MEZZANINE PRINT-TE-304 | 3 | APPLICATION NODE (APN) PULL BOX
UELEV.211/PPER MEZZANINE PRINT-TE-301 | 4 | CAMERAS -ADA1 & ADA4
ELEV.211/UPPER MEZZANINE PRINT-TE-301 | 4 | SPEAKER PHONE
ELEV.211/UPPER MEZZANINE PRINT-TE-301 | 1 | LIFTNET
ELEV.211/AGENT BOOTH N506 / UPPER MEZZANINE PRINT-TE-301 | 2 | IP-SPEAKER PHONE
AGENT BOOTH N506 | 1 | SADE/ (STATION AGENT DIDTRIBUTION BOX)
PLATFORM LEVEL PRINT-TE-305 | 2 | APPLICATION NODE (APN)-06.1
PLATFORM LEVEL PRINT-TE-305 | 2 | APPLICATION NODE (APN) PULL BOX
PLATFORM LEVEL PRINT-TE-305 | 2 | CAMERAS -ADA2& ADA5
PLATFORM LEVEL PRINT-TE-305 | 2 | SPEAKER PHONE
PLATFORM LEVEL PRINT-TE-302 | 1 | IP-SPEAKER PHONE
PLATFORM LEVEL PRINT-TE-302 | 1 | LIFTNET
EMR -211 /212 | 2 | MANUFACTURED BY SQUARE D/ TYPE "HCM" I-LINE -SERVICE VOLTAGE 277/480V BUSS RATING 225A - MAIN BREAKER100AF/90AT- LOCATION BOTTOM-FEEDER SIZE 4#2/0 & #6G 2" C- SOURCE PNL.PPR2-(NEMA 12 ENCLOSURE) O.A.E
EMR -211 /212 | 2 | MANUFACTURED BY SQUARE D/ TYPE NOOD -SERVICE VOLTAGE 120/208V BUSS RATING 225A - MAIN BREAKER100AF/90AT- LOCATION TOP-FEEDER SIZE 4#2 & #8G 1-1/2" C SOURCE- DBEL (NEMA 12 ENCLOSURE)
EMR -211 /212 | 2 | MANUFACTURED BY SQUARE D/ TYPE HU363AWK WITH ELECTRICAL INTERLOCK KIT (NEMA 12 ENCLOSURE) O.A.E.
EMR -211 /212 | 2 | MANUFACTURED BYSO-D CAT#30T68F - 3O KVA.3 PHASE.460-208/120V. DRY TYPE NON-VENTILATED WALL MOUNTED TRANSFORMER - O.A.E.
EMR -211 /212 | 4 | MANUFACTURED BY HONEYWELL MODEL # T631C1012 SET AT 80 DEG.F / 60" AFF.
EMR -211 /212 | 2 | MANUFACTURED BY CHROMAL OX CAT.NO.SKR-4183, PCN120248 RAIDANT COMFORT HEATER 1.8KW, 208VAC,CEILING MOUNTED - O.A.E. / WITH THERMOSTAT AND SWITCH SEE SPEC.
PIT/EMR -211 /212 | 5 | GFCI DUPLEX RECEPTACLE ,20A, 125V. PASS & SEYMOUR CAT.NO.2091-SHG MOUNTED FLUSH OR IN TYPE "FD"BOX WITH LUGS AND HUB
EMR -211 /212 | 7 | TOGGLE SWITCH, 30A,120V -277VAC, IP, PASS AND SEYMOUR CAT.NO.30ACI.MOUNTED IN CROUSE HINDS "FD"BOX WITH LUGS AND HUB
EMR -211 /212 | 6 | FOUR FEET VANDAL RESISTANT 50W LED LIGHTING FIXTURE MANUFACTURED BY LUMINARE LIGHTING CAT.# VPF84-50W40O0K-120-CP-GRY-WET-TX/SD O.A.E.MOUNTING AS PER DRAWING
EMR -211 /212 | 3 | 99 HYBRID EM SERIES DUEL POWER SOURCE (120V AC WITH BATTERY PACK & 600V DC)VANDAL RESISTANT LED EMERGENCY LIGHTING FIXTURE MANUFACTURED BY APOGEE LIGHTING CAT.NO.99 HYBIRD EM-PM OR GM-GY-TPH-T O.A.E.
PIT -211 /212 | 2 | WALL MOUNTED VANDALRESISTANT EMERGENCY LIGHTING FIXTURE WITH LED LIGHTS BY "DUEL LITE" CAT.# PG-X-HTR-PGMNT O.A.E. BATTERY SHALL OPERATE THE LAMPS FOR 2 HOURS MINIMUM "X" DENOTES THE COLOR OF THE FIXTURE BODY
PIT -211 /212 | 2 | THREE FEET VANDAL RESISTANT 40W LED LIGHTING FIXTURE MANUFACTURED BY LUMINAIRE LIGHTING CAT.# VPF83-40W-4000K-120-CP-GRY-WET-TX-SD O.A.E. MOUNTING AS PER DRAWING
EMR -211B /212 | 2 | TTB CABINET-SUPPLIED BY OTHERS
EMR -211 /212 | 2 | DATA CABINET-SUPPLIED BY OTHERS
EMR -211 /212 | 2 | EXHAUST FAN CONTROL PANEL-SUPPLIED BY OTHERS
EMR -211 /212 | 12 | FDM2 HDG 3/4"
EMR -211 /212 | 6 | PLATE RCM1-HDG
EMR -211 /212 | 2 | PLATE-FSK2TS -HDG
PIT -211 /212 | 2 | PLATE SWCM1-HDG
IP-EQUIPMENT | 3 | NODE (APN)-02.1 & (APN)-06.1 & (APN)-07.1
IP-EQUIPMENT | 4 | APPLICATION NODE (APN) PULL BOX
IP-EQUIPMENT | 8 | CAMERAS -ADA1 TO ADA8
IP-EQUIPMENT | 6 | SPEAKER PHONE
IP-EQUIPMENT | 3 | IP-SPEAKER PHONE
IP-EQUIPMENT | 2 | LIFTNET

## Mat. Takeoff- Jamaica Center
CONTRACT / E-34026 DEVICE, FIXTURES & PANEL- TAKE OFFS
LOCATION- PRINT | AMOUNT | TYPE-CONTRACT SPECIFIC | FD BOXES
JAMAICA CENTER PARSONS BLVD/ARCHER AVE STATION
EMR-412
EMR-412 / PRINT L-603 / L-602 / DBEL-412 | 1 | MANUFACTURED BY SQUARE D/ TYPE "HCN" I-LINE -DISTRIBUTION BOARD 400A BUSS RATING 225A - MAIN BREAKER 250AF/250AT- LOCATION TOP/BOTTOM-FEEDER SIZE 4#500 & #2G 4" C- SOURCE SWITCHBOARD 2B-(NEMA 12 ENCLOSURE) O.A.E
EMR-412 / PRINT L-603 / XFMR | 1 | MANUFACTURED BYSO-D CAT#15T68F - 15KVA.3 PHASE.460-208/120V. DRY TYPE NON-VENTILATED WALL MOUNTED TRANSFORMER - O.A.E.
EMR-412 / PRINT L-603 / LPE412 | 1 | MANUFACTURED BY SQUARE D/ TYPE NOOD -SERVICE VOLTAGE 120/208V BUSS RATING 225A - MAIN BREAKER100AF/70AT- LOCATION TOP-FEEDER SIZE 4#2 & #8G 1-1/2" C SOURCE- DBEL412 (NEMA 12 ENCLOSURE)
EMR-412 / PRINT L-603 / DS412 | 1 | MANUFACTURED BY SQUARE D/ TYPE HU364AWK WITH ELECTRICAL INTERLOCK KIT (NEMA 12 ENCLOSURE) O.A.E.
EMR-412 / PRINT E-601/ ELECTRIC HEATER TIGHT TO CEILING | 1 | MANUFACTURED BY CHROMAL OX CAT.NO.SKR-4183, PCN120248 RAIDANT COMFORT HEATER 1.8KW, 208VAC,CEILING MOUNTED - O.A.E. / WITH THERMOSTAT AND SWITCH SEE SPEC.
EMR-412 / PRINT L-603 / GFCI RECEPTACLES | 3 | GFCI DUPLEX RECEPTACLE ,20A, 125V. PASS & SEYMOUR CAT.NO.2091-SHG MOUNTED FLUSH OR IN TYPE "FD"BOX WITH LUGS AND HUB | 3-FDM2 HDG 3/4" 3-PLATE RCM1-HDG
EL-PIT-412 / PRINT L-603 / GFCI RECEPTACLES | 2 | GFCI DUPLEX RECEPTACLE ,20A, 125V. PASS & SEYMOUR CAT.NO.2091-SHG MOUNTED FLUSH OR IN TYPE "FD"BOX WITH LUGS AND HUB | 2-FDM2 HDG 3/4" 2-PLATE RCM1-HDG
EL-412 PIT / PRINT L-603 /RECEPTACLE | 1 | DUPLEX RECEPTACLE ,20A, 125V. PASS & SEYMOUR CAT.NO.9300-HG MOUNTED FLUSH OR IN TYPE "FD"BOX WITH LUGS AND HUB | 1-FDM2 HDG 3/4" 1-PLATE RCM1-HDG
EMR-412/ PRINT E-601/ EXHAUST FAN THERMOSTAT | 1 | MANUFACTURED BY HONEYWELL MODEL # T631C1012 SET AT 80 DEG.F / 60" AFF.
EMR-412 / PRINT E-601/ ELECTRIC HEATER THERMOSTAT | 1 | ???????????????
EMR-412 / PRINT E-601/ TTB | 1 | SUPPLIED BY OTHERS-?
EMR-412 / PRINT E-601/ DATA CABINET | 1 | SUPPLIED BY OTHERS-?
EMR-412 / PRINT E-601/ EXHAUST FAN CONTROL PANEL | 1 | SUPPLIED BY OTHERS-?
EMR-412 / PRINT E-601/ TELEPHONE | 1 | (SUPPLIED BY OTHERS ?) | 1-FDM2 HDG 3/4"
EMR-412 / PRINT E-601/ QUADRUPLE DATA PORT | 1 | (SUPPLIED BY OTHERS ?)
EMR-412 / PRINT E-601/ HEAT TRACE ( NO PANEL) | 1 | ( NO PANEL FOUND IN DRAWINGS )
EMR-412 / PRINT L-604 / SWITCH (NOTE LPE209 LIGHTING IS A 15A) | 2 | TOGGLE SWITCH, 30A,120V -277VAC, IP, PASS AND SEYMOUR CAT.NO.30ACI.MOUNTED IN CROUSE HINDS "FD"BOX WITH LUGS AND HUB | 1-FDM2-75 HDG 3/4" / 1-PLATE FSK2TS-HDG
EMR-412 / PRINT L-604 / FIXTURES (NOTE # IN FIX IS 36 IN CONTRACT IN SYMBOL CHART A 4' IS #48 ?) | 3 | FOUR FEET VANDAL RESISTANT 50W LED LIGHTING FIXTURE MANUFACTURED BY LUMINARE LIGHTING CAT.# VPF84-50W40O0K-120-CP-GRY-WET-TX/SD O.A.E.MOUNTING AS PER DRAWING
EMR-412 / PRINT L-604 / EM- FIXTURE | 2 | 99 HYBRID EM SERIES DUEL POWER SOURCE (120V AC WITH BATTERY PACK & 600V DC)VANDAL RESISTANT LED EMERGENCY LIGHTING FIXTURE MANUFACTURED BY APOGEE LIGHTING CAT.NO.99 HYBIRD EM-PM OR GM-GY-TPH-T O.A.E.
EL-412 PIT / PRINT L-604 / SWITCH (NOTE LPE209 LIGHTING IS A 15A) | 2 | TOGGLE SWITCH, 30A,120V -277VAC, IP, PASS AND SEYMOUR CAT.NO.30ACI.MOUNTED IN CROUSE HINDS "FD"BOX WITH LUGS AND HUB | 1-FDM2-75 HDG 3/4" / 1-PLATE FSK2TS-HDG
EMR-412 PIT / PRINT L-604 / EM (W)- FIXTURE | 1 | WALL MOUNTED VANDALRESISTANT EMERGENCY LIGHTING FIXTURE WITH LED LIGHTS BY "DUEL LITE" CAT.# PG-X-HTR-PGMNT O.A.E. BATTERY SHALL OPERATE THE LAMPS FOR 2 HOURS MINIMUM "X" DENOTES THE COLOR OF THE FIXTURE BODY
EL-412 PIT / PRINT L-604 / 36- FIXTURE | 2 | THREE FEET VANDAL RESISTANT 40W LED LIGHTING FIXTURE MANUFACTURED BY LUMINAIRE LIGHTING CAT.# VPF83-40W-4000K-120-CP-GRY-WET-TX-SD O.A.E. MOUNTING AS PER DRAWING
EMAR-413A(ELEVATOR MACHINE AUXILARY ROOM)
EMAR-413A / PRINT L-603 / FSW413-60A-FUSED | 1 | MANUFACTURED BY SQUARE D/ TYPE HU362AWK WITH ELECTRICAL INTERLOCK KIT (NEMA 12 ENCLOSURE) O.A.E.
EMAR-413A / PRINT L-603 / L-602-LPE413 | 1 | MANUFACTURED BY SQUARE D/ TYPE NOOD -SERVICE VOLTAGE 120/208V BUSS RATING 225A - MAIN BREAKER100AF/70AT- LOCATION TOP-FEEDER SIZE 4#2 & #8G 1-1/2" C SOURCE- DBEL412 (NEMA 12 ENCLOSURE)
EMR-413A / PRINT L-603 / XFMR | 1 | MANUFACTURED BYSO-D CAT#15T68F - 15KVA.3 PHASE.460-208/120V. DRY TYPE NON-VENTILATED WALL MOUNTED TRANSFORMER - O.A.E.
EMR-413A / PRINT E-602/ ELECTRIC HEATER TIGHT TO CEILING | 1 | MANUFACTURED BY CHROMAL OX CAT.NO.SKR-4183, PCN120248 RAIDANT COMFORT HEATER 1.8KW, 208VAC,CEILING MOUNTED - O.A.E. / WITH THERMOSTAT AND SWITCH SEE SPEC.
EMR-413A / PRINT E-601/ EXHAUST FAN CONTROL PANEL | 1 | SUPPLIED BY OTHERS-?
EMR-413A / PRINT E-602/ EXHAUST FAN | 1 | SUPPLIED BY OTHERS-?
EMR-413A / PRINT E-602/ DATA CABINET | 1 | SUPPLIED BY OTHERS-?
EMR-413A / PRINT E-602/ QUADRUPLE DATA PORT | 1 | (SUPPLIED BY OTHERS ?)
EMR-413A / PRINT E-602/ TELEPHONE | 1 | (SUPPLIED BY OTHERS ?) | 1-FDM2 HDG 3/4"
EMR-413A/ PRINT E-602/ EXHAUST FAN THERMOSTAT | 1 | MANUFACTURED BY HONEYWELL MODEL # T631C1012 SET AT 80 DEG.F / 60" AFF.
EMR-413A / PRINT E-602/ ELECTRIC HEATER THERMOSTAT | 1 | ???????????????
EMR-413A / PRINT L-603 / GFCI RECEPTACLES | 2 | GFCI DUPLEX RECEPTACLE ,20A, 125V. PASS & SEYMOUR CAT.NO.2091-SHG MOUNTED FLUSH OR IN TYPE "FD"BOX WITH LUGS AND HUB | 2-FDM2 HDG 3/4" 2-PLATE RCM1-HDG
EL-PIT-413A / PRINT L-603 / GFCI RECEPTACLES | 1 | GFCI DUPLEX RECEPTACLE ,20A, 125V. PASS & SEYMOUR CAT.NO.2091-SHG MOUNTED FLUSH OR IN TYPE "FD"BOX WITH LUGS AND HUB | 1-FDM2 HDG 3/4" 1-PLATE RCM1-HDG
EMR-413A / PRINT L-604 / FIXTURES -48 | 1 | FOUR FEET VANDAL RESISTANT 50W LED LIGHTING FIXTURE MANUFACTURED BY LUMINARE LIGHTING CAT.# VPF84-50W40O0K-120-CP-GRY-WET-TX/SD O.A.E.MOUNTING AS PER DRAWING
EMR-413A / PRINT L-604 / EM- FIXTURE | 1 | 99 HYBRID EM SERIES DUEL POWER SOURCE (120V AC WITH BATTERY PACK & 600V DC)VANDAL RESISTANT LED EMERGENCY LIGHTING FIXTURE MANUFACTURED BY APOGEE LIGHTING CAT.NO.99 HYBIRD EM-PM OR GM-GY-TPH-T O.A.E.
EL-413A PIT / PRINT L-604 / 36- FIXTURE | 2 | THREE FEET VANDAL RESISTANT 40W LED LIGHTING FIXTURE MANUFACTURED BY LUMINAIRE LIGHTING CAT.# VPF83-40W-4000K-120-CP-GRY-WET-TX-SD O.A.E. MOUNTING AS PER DRAWING
EL-413 PIT / PRINT L-604 / EM (W)- FIXTURE | 1 | WALL MOUNTED VANDALRESISTANT EMERGENCY LIGHTING FIXTURE WITH LED LIGHTS BY "DUEL LITE" CAT.# PG-X-HTR-PGMNT O.A.E. BATTERY SHALL OPERATE THE LAMPS FOR 2 HOURS MINIMUM "X" DENOTES THE COLOR OF THE FIXTURE BODY
EL-413A PIT / PRINT L-604 / SWITCH (NOTE LPE209 LIGHTING IS A 15A) | 2 | TOGGLE SWITCH, 30A,120V -277VAC, IP, PASS AND SEYMOUR CAT.NO.30ACI.MOUNTED IN CROUSE HINDS "FD"BOX WITH LUGS AND HUB | 1-FDM2-75 HDG 3/4" / 1-PLATE FSK2TS-HDG
EL-413 PIT / PRINT L-604 / SWITCH (NOTE LPE209 LIGHTING IS A 15A) | 1 | TOGGLE SWITCH, 30A,120V -277VAC, IP, PASS AND SEYMOUR CAT.NO.30ACI.MOUNTED IN CROUSE HINDS "FD"BOX WITH LUGS AND HUB | 1-FDM2 HDG 3/4" 1-PLATE SWCM1-HDG
EMR-413B
EMR-413B / PRINT E-602/ ELECTRIC HEATER TIGHT TO CEILING | 1 | MANUFACTURED BY CHROMAL OX CAT.NO.SKR-4183, PCN120248 RAIDANT COMFORT HEATER 1.8KW, 208VAC,CEILING MOUNTED - O.A.E. / WITH THERMOSTAT AND SWITCH SEE SPEC.
EMR-413B / PRINT E-601/ EXHAUST FAN CONTROL PANEL | 1 | SUPPLIED BY OTHERS-?
EMR-413B / PRINT E-602/ EXHAUST FAN | 1 | SUPPLIED BY OTHERS-?
EMR-413B / PRINT E-602/ DATA CABINET | 1 | SUPPLIED BY OTHERS-?
EMR-413B / PRINT E-602/ TTB | 1 | SUPPLIED BY OTHERS-?
EMR-413B / PRINT E-602/ QUADRUPLE DATA PORT | 1 | (SUPPLIED BY OTHERS ?)
EMR-413B / PRINT E-602/ TELEPHONE | 1 | (SUPPLIED BY OTHERS ?) | 1-FDM2 HDG 3/4"
EMR-413B/ PRINT E-602/ EXHAUST FAN THERMOSTAT | 1 | MANUFACTURED BY HONEYWELL MODEL # T631C1012 SET AT 80 DEG.F / 60" AFF.
EMR-413B / PRINT E-602/ ELECTRIC HEATER THERMOSTAT | 1 | ???????????????
EMR-413B / PRINT L-603 / DS413 | 1 | MANUFACTURED BY SQUARE D/ TYPE HU364AWK WITH ELECTRICAL INTERLOCK KIT (NEMA 12 ENCLOSURE) O.A.E.
EMR-413B / PRINT E-601/ HEAT TRACE ( NO PANEL ) | 1 | ( NO PANEL FOUND IN DRAWINGS )
EMR-413B / PRINT L-603 / GFCI RECEPTACLES | 1 | GFCI DUPLEX RECEPTACLE ,20A, 125V. PASS & SEYMOUR CAT.NO.2091-SHG MOUNTED FLUSH OR IN TYPE "FD"BOX WITH LUGS AND HUB | 1-FDM2 HDG 3/4" 1-PLATE RCM1-HDG
EMR-413B / PRINT L-604 / FIXTURES | 1 | FOUR FEET VANDAL RESISTANT 50W LED LIGHTING FIXTURE MANUFACTURED BY LUMINARE LIGHTING CAT.# VPF84-50W40O0K-120-CP-GRY-WET-TX/SD O.A.E.MOUNTING AS PER DRAWING
EMR-413B / PRINT L-604 / EM- FIXTURE | 1 | 99 HYBRID EM SERIES DUEL POWER SOURCE (120V AC WITH BATTERY PACK & 600V DC)VANDAL RESISTANT LED EMERGENCY LIGHTING FIXTURE MANUFACTURED BY APOGEE LIGHTING CAT.NO.99 HYBIRD EM-PM OR GM-GY-TPH-T O.A.E.
EMR-413B / PRINT L-604 / SWITCH (NOTE LPE209 LIGHTING IS A 15A) | 1 | TOGGLE SWITCH, 30A,120V -277VAC, IP, PASS AND SEYMOUR CAT.NO.30ACI.MOUNTED IN CROUSE HINDS "FD"BOX WITH LUGS AND HUB | 1-FDM2 HDG 3/4" 1-PLATE SWCM1-HDG
LOCATIONS | TOTALS | TYPE-CONTRACT SPECIFIC
EMR -412/413-DBEL 412 | 1 | MANUFACTURED BY SQUARE D/ TYPE "HCN" I-LINE -DISTRIBUTION BOARD 400A BUSS RATING 225A - MAIN BREAKER 250AF/250AT- LOCATION TOP/BOTTOM-FEEDER SIZE 4#500 & #2G 4" C- SOURCE SWITCHBOARD 2B-(NEMA 12 ENCLOSURE) O.A.E
EMR -412/413-L.P. | 2 | MANUFACTURED BY SQUARE D/ TYPE NOOD -SERVICE VOLTAGE 120/208V BUSS RATING 225A - MAIN BREAKER100AF/90AT- LOCATION TOP-FEEDER SIZE 4#2 & #8G 1-1/2" C SOURCE- DBEL (NEMA 12 ENCLOSURE)
EMR -412/413-D.S. | 2 | MANUFACTURED BY SQUARE D/ TYPE HU363AWK WITH ELECTRICAL INTERLOCK KIT (NEMA 12 ENCLOSURE) O.A.E.
EMR -412/413-X.F. | 2 | MANUFACTURED BYSO-D CAT#15T68F - 15KVA.3 PHASE.460-208/120V. DRY TYPE NON-VENTILATED WALL MOUNTED TRANSFORMER - O.A.E.
EMR -412/413-FAN THERMOSTAT | 3 | MANUFACTURED BY HONEYWELL MODEL # T631C1012 SET AT 80 DEG.F / 60" AFF.
EMR -412/413-HEATER TIGHT TO CEILING | 3 | MANUFACTURED BY CHROMAL OX CAT.NO.SKR-4183, PCN120248 RAIDANT COMFORT HEATER 1.8KW, 208VAC,CEILING MOUNTED - O.A.E. / WITH THERMOSTAT AND SWITCH SEE SPEC.
PIT/EMR -412 /413-GFCI | 7 | GFCI DUPLEX RECEPTACLE ,20A, 125V. PASS & SEYMOUR CAT.NO.2091-SHG MOUNTED FLUSH OR IN TYPE "FD"BOX WITH LUGS AND HUB
PIT/EMR -412 /413- DUPLEX RECEPTACLE | 1 | DUPLEX RECEPTACLE ,20A, 125V. PASS & SEYMOUR CAT.NO.9300-HG MOUNTED FLUSH OR IN TYPE "FD"BOX WITH LUGS AND HUB
PIT/EMR -412/413 | 8 | TOGGLE SWITCH, 30A,120V -277VAC, IP, PASS AND SEYMOUR CAT.NO.30ACI.MOUNTED IN CROUSE HINDS "FD"BOX WITH LUGS AND HUB
EMR -412/413 | 5 | FOUR FEET VANDAL RESISTANT 50W LED LIGHTING FIXTURE MANUFACTURED BY LUMINARE LIGHTING CAT.# VPF84-50W40O0K-120-CP-GRY-WET-TX/SD O.A.E.MOUNTING AS PER DRAWING
EMR -211 /212 | 3 | 99 HYBRID EM SERIES DUEL POWER SOURCE (120V AC WITH BATTERY PACK & 600V DC)VANDAL RESISTANT LED EMERGENCY LIGHTING FIXTURE MANUFACTURED BY APOGEE LIGHTING CAT.NO.99 HYBIRD EM-PM OR GM-GY-TPH-T O.A.E.
PIT -211 /212 | 4 | WALL MOUNTED VANDALRESISTANT EMERGENCY LIGHTING FIXTURE WITH LED LIGHTS BY "DUEL LITE" CAT.# PG-X-HTR-PGMNT O.A.E. BATTERY SHALL OPERATE THE LAMPS FOR 2 HOURS MINIMUM "X" DENOTES THE COLOR OF THE FIXTURE BODY
PIT -211 /212 | 2 | THREE FEET VANDAL RESISTANT 40W LED LIGHTING FIXTURE MANUFACTURED BY LUMINAIRE LIGHTING CAT.# VPF83-40W-4000K-120-CP-GRY-WET-TX-SD O.A.E. MOUNTING AS PER DRAWING
EMR -412/413 | 2 | TTB CABINET-SUPPLIED BY OTHERS
EMR -412/413 | 2 | DATA CABINET-SUPPLIED BY OTHERS
EMR -412/413 | 2 | EXHAUST FAN CONTROL PANEL-SUPPLIED BY OTHERS
EMR -412/413 | 12 | FDM2 HDG 3/4"
EMR -412/413 | 10 | PLATE RCM1-HDG
EMR -412/413 | 3 | PLATE-FSK2TS -HDG
EMR -412/413 | 2 | PLATE SWCM1-HDG
IP-EQUIPMENT | 2 | NODE (APN)-02.1 & (APN)-08.1
IP-EQUIPMENT | 6 | APPLICATION NODE (APN) PULL BOX
IP-EQUIPMENT | 8 | CAMERAS -ADA1 TO ADA8
IP-EQUIPMENT | 10 | SPEAKER PHONE
IP-EQUIPMENT | 4 | IP-SPEAKER PHONE
IP-EQUIPMENT | 2 | LIFTNET

## Mat. Takeoff- Flatbush
CONTRACT / E-34026 DEVICE, FIXTURES & PANEL- TAKE OFFS
LOCATION- PRINT | AMOUNT | TYPE-CONTRACT SPECIFIC | FD BOXES
FLATBUSH AVENUE STATION
ELE-EPR
ELE-EPR / PRINT L-403 / DBEL-319/ 400A | 1 | MANUFACTURED BY SQUARE D/ TYPE "HCN" I-LINE -SERVICE VOLTAGE 277/480V BUSS RATING 225A - MAIN BREAKER 250AF/200AT- LOCATION TOP-FEEDER SIZE 4#2/50 KCMIL& #4G 3" C- SOURCE PNL.DB1-(NEMA 12 ENCLOSURE) O.A.E
ELE-EPR / PRINT L-403 / GFCI RECEPTACLE | 1 | GFCI DUPLEX RECEPTACLE ,20A, 125V. PASS & SEYMOUR CAT.NO.2091-SHG MOUNTED FLUSH OR IN TYPE "FD"BOX WITH LUGS AND HUB | 1-FDM2 HDG 3/4" 1-PLATE RCM1-HDG
ELE-EPR / PRINT L-403 / 36- FIXTURE | 1 | THREE FEET VANDAL RESISTANT 40W LED LIGHTING FIXTURE MANUFACTURED BY LUMINAIRE LIGHTING CAT.# VPF83-40W-4000K-120-CP-GRY-WET-TX-SD O.A.E. MOUNTING AS PER DRAWING
ELE-EPR / PRINT L-403 & E-401 / SWITCH | 1 | TOGGLE SWITCH, 30A,120V -277VAC, IP, PASS AND SEYMOUR CAT.NO.30ACI.MOUNTED IN CROUSE HINDS "FD"BOX WITH LUGS AND HUB | 1-FDM2 HDG 3/4" 1-PLATE SWCM1-HDG
ELE-EPR / PRINT E-403-LPE319 | 1 | MANUFACTURED BY SQUARE D/ TYPE NOOD -SERVICE VOLTAGE 120/208V BUSS RATING 225A - MAIN BREAKER100AF/80AT- LOCATION TOP-FEEDER SIZE 4#2 & #8G 1-1/2" C SOURCE- DBEL319 (NEMA 12 ENCLOSURE)
EDR - PLATFORM LEVEL
FFDS |  | 30A DISC.SWITCH WITH 2-15A FUSES AND S/N FOR FIRE ALARM (FACP) 3#8 AND #10G-1"C SOURCE-LINE SIDE ATS-1
EMR-319
EMR-319 / PRINT E-401/ FIRE ALARM CONTROLE PANEL | 1 | SUPPLIED BY OTHERS-?
EMR-319 / PRINT E-401/ ELECTRIC HEATER TIGHT TO CEILING | 1 | MANUFACTURED BY CHROMAL OX CAT.NO.SKR-4183, PCN120248 RAIDANT COMFORT HEATER 1.8KW, 208VAC,CEILING MOUNTED - O.A.E. / WITH THERMOSTAT AND SWITCH SEE SPEC.
EMR-319 / PRINT E-401/ EXHAUST FAN CONTROL PANEL | 1 | SUPPLIED BY OTHERS-?
EMR-319 / PRINT E-401/ EXHAUST FAN | 1 | SUPPLIED BY OTHERS-?
EMR-319 / PRINT E-401/ DATA CABINET | 1 | SUPPLIED BY OTHERS-?
EMR-319 / PRINT E-401/ TTB | 1 | SUPPLIED BY OTHERS-?
EMR-319 / PRINT E-401/ QUADRUPLE DATA PORT | 1 | (SUPPLIED BY OTHERS ?)
EMR-319 / PRINT E-401/ TELEPHONE | 1 | (SUPPLIED BY OTHERS ?)
EMR-319 / PRINT L-403 / DS319-200A | 1 | MANUFACTURED BY SQUARE D/ TYPE HU364AWK WITH ELECTRICAL INTERLOCK KIT (NEMA 12 ENCLOSURE) O.A.E.
EMR-319 / PRINT E-401/ HEAT TRACE ( NO PANEL OR CKTS ALLOCATED) | 1 | ( AWO )
EMR-319 / PRINT L-403 / GFCI RECEPTACLES | 2 | GFCI DUPLEX RECEPTACLE ,20A, 125V. PASS & SEYMOUR CAT.NO.2091-SHG MOUNTED FLUSH OR IN TYPE "FD"BOX WITH LUGS AND HUB | 2-FDM2 HDG 3/4" 2-PLATE RCM1-HDG
EMR-319 / PRINT L-404 / 36- FIXTURE | 4 | THREE FEET VANDAL RESISTANT 40W LED LIGHTING FIXTURE MANUFACTURED BY LUMINAIRE LIGHTING CAT.# VPF83-40W-4000K-120-CP-GRY-WET-TX-SD O.A.E. MOUNTING AS PER DRAWING
EMR-319 / PRINT L-404 / SWITCH (NOTE LPE209 LIGHTING IS A 15A) | 2 | TOGGLE SWITCH, 30A,120V -277VAC, IP, PASS AND SEYMOUR CAT.NO.30ACI.MOUNTED IN CROUSE HINDS "FD"BOX WITH LUGS AND HUB | 1-FDM2-75 HDG 3/4" / 1-PLATE FSK2TS-HDG
ELE-319-PIT / PRINT L-403 / GFCI RECEPTACLES | 1 | GFCI DUPLEX RECEPTACLE ,20A, 125V. PASS & SEYMOUR CAT.NO.2091-SHG MOUNTED FLUSH OR IN TYPE "FD"BOX WITH LUGS AND HUB | 1-FDM2 HDG 3/4" 1-PLATE RCM1-HDG
ELE-319-PIT / PRINT L-403 /RECEPTACLE | 1 | DUPLEX RECEPTACLE ,20A, 125V. PASS & SEYMOUR CAT.NO.9300-HG MOUNTED FLUSH OR IN TYPE "FD"BOX WITH LUGS AND HUB | 1-FDM2 HDG 3/4" 1-PLATE RCM1-HDG
ELE-319-PIT / PRINT L-404 / 36- FIXTURE | 4 | THREE FEET VANDAL RESISTANT 40W LED LIGHTING FIXTURE MANUFACTURED BY LUMINAIRE LIGHTING CAT.# VPF83-40W-4000K-120-CP-GRY-WET-TX-SD O.A.E. MOUNTING AS PER DRAWING
ELE-319-PIT / PRINT L-604 / EM (W)- FIXTURE | 1 | WALL MOUNTED VANDALRESISTANT EMERGENCY LIGHTING FIXTURE WITH LED LIGHTS BY "DUEL LITE" CAT.# PG-X-HTR-PGMNT O.A.E. BATTERY SHALL OPERATE THE LAMPS FOR 2 HOURS MINIMUM "X" DENOTES THE COLOR OF THE FIXTURE BODY
ELE-319-PIT/ PRINT L-403 & E-401 / SWITCH (CHECK CKT'S 1 MORE SW AWO) | 1 | TOGGLE SWITCH, 30A,120V -277VAC, IP, PASS AND SEYMOUR CAT.NO.30ACI.MOUNTED IN CROUSE HINDS "FD"BOX WITH LUGS AND HUB | 1-FDM2 HDG 3/4" 1-PLATE SWCM1-HDG
MEN'S BATHROOM
MEN'S BATHROOM/ PRINT L-403/ELECTRIC HEATER | 1 | ELECTRIC HEATER 1500 WATTS 208VAC ,SURFACE MOUNTED,TELEWELD INC RAILWAY UTILITY DEVSION CAT NO.H-1241REV.E./WALL BRACKET CAT NO.3368 WITHTHERMOSTAT AND SWITCH
MEN'S BATHROOM/ PRINT L-403/ HAND DRYER | 1 | (IF NEEDED WE NEED CUT ?)
MEN'S BATHROOM / PRINT L-403 & E-401 / SWITCH | 1 | TOGGLE SWITCH, 30A,120V -277VAC, IP, PASS AND SEYMOUR CAT.NO.30ACI.MOUNTED IN CROUSE HINDS "FD"BOX WITH LUGS AND HUB | 1-FDM2 HDG 3/4" 1-PLATE SWCM1-HDG
MEN'S BATHROOM / PRINT L-604 / EM- FIXTURE | 1 | 99 HYBRID EM SERIES DUEL POWER SOURCE (120V AC WITH BATTERY PACK & 600V DC)VANDAL RESISTANT LED EMERGENCY LIGHTING FIXTURE MANUFACTURED BY APOGEE LIGHTING CAT.NO.99 HYBIRD EM-PM OR GM-GY-TPH-T O.A.E.
MEN'S BATHROOM / PRINT L-604 / FIXTURES -48 | 1 | FOUR FEET VANDAL RESISTANT 50W LED LIGHTING FIXTURE MANUFACTURED BY LUMINARE LIGHTING CAT.# VPF84-50W40O0K-120-CP-GRY-WET-TX/SD O.A.E.MOUNTING AS PER DRAWING
WOMAN'S BATHROOM
WOMAN'S BATHROOM/ PRINT L-403/ELECTRIC HEATER | 1 | ELECTRIC HEATER 1500 WATTS 208VAC ,SURFACE MOUNTED,TELEWELD INC RAILWAY UTILITY DEVSION CAT NO.H-1241REV.E./WALL BRACKET CAT NO.3368 WITHTHERMOSTAT AND SWITCH
WOMAN'S BATHROOM/ PRINT L-403/ EF-14 | 1 | (SUPPLIED BY OTHERS ?)
WOMAN'S BATHROOM/ PRINT L-403/ HAND DRYER | 1 | (IF NEEDED WE NEED CUT ?)
WOMAN'S BATHROOM / PRINT L-403 & E-401 / SWITCH | 1 | TOGGLE SWITCH, 30A,120V -277VAC, IP, PASS AND SEYMOUR CAT.NO.30ACI.MOUNTED IN CROUSE HINDS "FD"BOX WITH LUGS AND HUB | 1-FDM2 HDG 3/4" 1-PLATE SWCM1-HDG
WOMAN'S BATHROOM / PRINT L-604 / EM- FIXTURE | 1 | 99 HYBRID EM SERIES DUEL POWER SOURCE (120V AC WITH BATTERY PACK & 600V DC)VANDAL RESISTANT LED EMERGENCY LIGHTING FIXTURE MANUFACTURED BY APOGEE LIGHTING CAT.NO.99 HYBIRD EM-PM OR GM-GY-TPH-T O.A.E.
WOMAN'S BATHROOM / PRINT L-604 / FIXTURES -48 | 1 | FOUR FEET VANDAL RESISTANT 50W LED LIGHTING FIXTURE MANUFACTURED BY LUMINARE LIGHTING CAT.# VPF84-50W40O0K-120-CP-GRY-WET-TX/SD O.A.E.MOUNTING AS PER DRAWING
LOCATIONS | TOTALS | TYPE-CONTRACT SPECIFIC
EMR -319-DBEL 319 | 1 | MANUFACTURED BY SQUARE D/ TYPE "HCN" I-LINE -DISTRIBUTION BOARD 400A BUSS RATING 225A - MAIN BREAKER 250AF/250AT- LOCATION TOP/BOTTOM-FEEDER SIZE 4#500 & #2G 4" C- SOURCE SWITCHBOARD 2B-(NEMA 12 ENCLOSURE) O.A.E
EMR -319-L.P. | 1 | MANUFACTURED BY SQUARE D/ TYPE NOOD -SERVICE VOLTAGE 120/208V BUSS RATING 225A - MAIN BREAKER100AF/90AT- LOCATION TOP-FEEDER SIZE 4#2 & #8G 1-1/2" C SOURCE- DBEL (NEMA 12 ENCLOSURE)
EMR -319-D.S. | 1 | MANUFACTURED BY SQUARE D/ TYPE HU363AWK WITH ELECTRICAL INTERLOCK KIT (NEMA 12 ENCLOSURE) O.A.E.
EMR -319-FAN THERMOSTAT | 1 | MANUFACTURED BY HONEYWELL MODEL # T631C1012 SET AT 80 DEG.F / 60" AFF.
EMR -319-HEATER TIGHT TO CEILING | 1 | MANUFACTURED BY CHROMAL OX CAT.NO.SKR-4183, PCN120248 RAIDANT COMFORT HEATER 1.8KW, 208VAC,CEILING MOUNTED - O.A.E. / WITH THERMOSTAT AND SWITCH SEE SPEC.
PIT/EMR -319-GFCI | 3 | GFCI DUPLEX RECEPTACLE ,20A, 125V. PASS & SEYMOUR CAT.NO.2091-SHG MOUNTED FLUSH OR IN TYPE "FD"BOX WITH LUGS AND HUB
PIT/EMR -319- DUPLEX RECEPTACLE | 1 | DUPLEX RECEPTACLE ,20A, 125V. PASS & SEYMOUR CAT.NO.9300-HG MOUNTED FLUSH OR IN TYPE "FD"BOX WITH LUGS AND HUB
EPR/PIT/EMR -319-SWITCH | 4 | TOGGLE SWITCH, 30A,120V -277VAC, IP, PASS AND SEYMOUR CAT.NO.30ACI.MOUNTED IN CROUSE HINDS "FD"BOX WITH LUGS AND HUB
EMR-319-EM- FIXTURE | 1 | 99 HYBRID EM SERIES DUEL POWER SOURCE (120V AC WITH BATTERY PACK & 600V DC)VANDAL RESISTANT LED EMERGENCY LIGHTING FIXTURE MANUFACTURED BY APOGEE LIGHTING CAT.NO.99 HYBIRD EM-PM OR GM-GY-TPH-T O.A.E.
PIT -319-EM-W- FIXTURE | 4 | WALL MOUNTED VANDALRESISTANT EMERGENCY LIGHTING FIXTURE WITH LED LIGHTS BY "DUEL LITE" CAT.# PG-X-HTR-PGMNT O.A.E. BATTERY SHALL OPERATE THE LAMPS FOR 2 HOURS MINIMUM "X" DENOTES THE COLOR OF THE FIXTURE BODY
PIT -319-36- FIXTURE | 2 | THREE FEET VANDAL RESISTANT 40W LED LIGHTING FIXTURE MANUFACTURED BY LUMINAIRE LIGHTING CAT.# VPF83-40W-4000K-120-CP-GRY-WET-TX-SD O.A.E. MOUNTING AS PER DRAWING
EMR -319 | 2 | TTB CABINET-SUPPLIED BY OTHERS
EMR -319 | 1 | DATA CABINET-SUPPLIED BY OTHERS
EMR -319 | 1 | EXHAUST FAN CONTROL PANEL-SUPPLIED BY OTHERS
EMR -319 | 7 | FDM2 HDG 3/4"
EMR -319 | 7 | PLATE RCM1-HDG
EMR -319 | 3 | PLATE-FSK2TS -HDG
EMR -319 | 2 | PLATE SWCM1-HDG
MEN'S & WOMAN'S-BATHROOMS-FIXTURES -48 | 2 | FOUR FEET VANDAL RESISTANT 50W LED LIGHTING FIXTURE MANUFACTURED BY LUMINARE LIGHTING CAT.# VPF84-50W40O0K-120-CP-GRY-WET-TX/SD O.A.E.MOUNTING AS PER DRAWING
MEN'S & WOMAN'S-BATHROOMS-EM- FIXTURE | 2 | 99 HYBRID EM SERIES DUEL POWER SOURCE (120V AC WITH BATTERY PACK & 600V DC)VANDAL RESISTANT LED EMERGENCY LIGHTING FIXTURE MANUFACTURED BY APOGEE LIGHTING CAT.NO.99 HYBIRD EM-PM OR GM-GY-TPH-T O.A.E.
MEN'S & WOMAN'S-BATHROOMS-SWITCH | 2 | TOGGLE SWITCH, 30A,120V -277VAC, IP, PASS AND SEYMOUR CAT.NO.30ACI.MOUNTED IN CROUSE HINDS "FD"BOX WITH LUGS AND HUB
WOMAN'S BATHROOM/ EF-14 | 1 | (SUPPLIED BY OTHERS ?)
IP-EQUIPMENT | 1 | NODE (APN)-07.1
IP-EQUIPMENT | 3 | APPLICATION NODE (APN) PULL BOX
IP-EQUIPMENT | 3 | CAMERAS -ADA1 TO ADA3
IP-EQUIPMENT | 4 | SPEAKER PHONE
IP-EQUIPMENT | 2 | IP-SPEAKER PHONE
IP-EQUIPMENT | 1 | LIFTNET

## Mat.Takeoff-Church
CONTRACT / E-34026 DEVICE, FIXTURES & PANEL- TAKE OFFS
LOCATION- PRINT | AMOUNT | TYPE-CONTRACT SPECIFIC | FD BOXES
CHURCH AVENUE STATION
EMR-320-1
EMR-320-1 / PRINT L-503 / DBEL-320 | 1 | MANUFACTURED BY SQUARE D/ TYPE "HCN" I-LINE -SERVICE VOLTAGE 277/480V BUSS RATING 225A - MAIN BREAKER 250AF/200AT- LOCATION TOP-FEEDER SIZE 4#250 KCMIL& #2G 3" C- SOURCE PNL.DBN-SOUTHBOUND NORMAL EDR (NEMA 12 ENCLOSURE) O.A.E
EMR-320-1/ PRINT L-503-LPE320 | 1 | MANUFACTURED BY SQUARE D/ TYPE NOOD -SERVICE VOLTAGE 120/208V BUSS RATING 225A - MAIN BREAKER100AF/75AT- LOCATION TOP-FEEDER SIZE 4#2 & #8G 1-1/2" C SOURCE- DBEL320 (NEMA 12 ENCLOSURE)
EMR-320-1/ PRINT L-503 / DS320-200A | 1 | MANUFACTURED BY SQUARE D/ TYPE HU364AWK WITH ELECTRICAL INTERLOCK KIT (NEMA 12 ENCLOSURE) O.A.E.
EMR-320-1/ PRINT L-503 / GFCI RECEPTACLE | 4 | GFCI DUPLEX RECEPTACLE ,20A, 125V. PASS & SEYMOUR CAT.NO.2091-SHG MOUNTED FLUSH OR IN TYPE "FD"BOX WITH LUGS AND HUB | 4-FDM2 HDG 3/4" 4-PLATE RCM1-HDG
EMR-320-1/ PRINT L503/ ELECTRIC HEATER TIGHT TO CEILING | 1 | MANUFACTURED BY CHROMAL OX CAT.NO.SKR-4183, PCN120248 RAIDANT COMFORT HEATER 1.8KW, 208VAC,CEILING MOUNTED - O.A.E. / WITH THERMOSTAT AND SWITCH SEE SPEC.
EMR-320-1 / PRINT L-504 / 36- FIXTURE | 6 | THREE FEET VANDAL RESISTANT 40W LED LIGHTING FIXTURE MANUFACTURED BY LUMINAIRE LIGHTING CAT.# VPF83-40W-4000K-120-CP-GRY-WET-TX-SD O.A.E. MOUNTING AS PER DRAWING
EMR-320-1/ PRINT L-504 / EM- FIXTURE | 2 | 99 HYBRID EM SERIES DUEL POWER SOURCE (120V AC WITH BATTERY PACK & 600V DC)VANDAL RESISTANT LED EMERGENCY LIGHTING FIXTURE MANUFACTURED BY APOGEE LIGHTING CAT.NO.99 HYBIRD EM-PM OR GM-GY-TPH-T O.A.E.
EMR-320-1/ PRINT L-504 / SWITCH (CHECK CKT'S 1 MORE SW AWO) | 1 | TOGGLE SWITCH, 30A,120V -277VAC, IP, PASS AND SEYMOUR CAT.NO.30ACI.MOUNTED IN CROUSE HINDS "FD"BOX WITH LUGS AND HUB | 1-FDM2 HDG 3/4" 1-PLATE SWCM1-HDG
EMR-320-1 / PRINT E-501/ EXHAUST FAN CONTROL PANEL | 1 | SUPPLIED BY OTHERS-?
EMR-320-1/ PRINT E-501/ EXHAUST FAN | 1 | SUPPLIED BY OTHERS-?
EMR-320-1/ PRINT E-501/ DATA CABINET | 1 | SUPPLIED BY OTHERS-?
EMR-320-1 / PRINT E-501/ TTB | 1 | SUPPLIED BY OTHERS-?
EMR-320-1 / PRINT E-501/ QUADRUPLE DATA PORT | 1 | (SUPPLIED BY OTHERS ?)
EMR-320-1 / PRINT E-501/ TELEPHONE | 1 | (SUPPLIED BY OTHERS ?)
EMR-320-1 / PRINT E-501/ POWER UNIT | 1 | (NO CUT-SUPPLIED BY OTHERS ?)
EMR-320-1 / PRINT E-501/ HEAT TRACE ( NO PANEL OR CKTS ALLOCATED) | 1 | ( AWO )
EMR-320-1 / PRINT E-501/ FIRE ALARM MODULE | 1 | (NO CUT-SUPPLIED BY OTHERS ?)
EMR-320-2
EMR-320-2/ PRINT L-503 / DS320-200A | 1 | MANUFACTURED BY SQUARE D/ TYPE HU364AWK WITH ELECTRICAL INTERLOCK KIT (NEMA 12 ENCLOSURE) O.A.E.
EMR-320-2/ PRINT L503/ ELECTRIC HEATER TIGHT TO CEILING | 1 | MANUFACTURED BY CHROMAL OX CAT.NO.SKR-4183, PCN120248 RAIDANT COMFORT HEATER 1.8KW, 208VAC,CEILING MOUNTED - O.A.E. / WITH THERMOSTAT AND SWITCH SEE SPEC.
EMR-320-2 / PRINT E-501/ EXHAUST FAN CONTROL PANEL | 1 | SUPPLIED BY OTHERS-?
EMR-320-2/ PRINT E-501/ EXHAUST FAN | 1 | SUPPLIED BY OTHERS-?
EMR-320-2/ PRINT E-501/ EXHAUST FAN THERMOSTAT | 1 | MANUFACTURED BY HOENYWELL/ MODEL# T631C1012 SET AT 80 DEG.F.60" AFF.O.A.E.
EMR-320-2 / PRINT E-501/ FIRE ALARM MODULE | 1 | (NO CUT-SUPPLIED BY OTHERS ?)
EMR-320-2/ PRINT L-503 / GFCI RECEPTACLE | 3 | GFCI DUPLEX RECEPTACLE ,20A, 125V. PASS & SEYMOUR CAT.NO.2091-SHG MOUNTED FLUSH OR IN TYPE "FD"BOX WITH LUGS AND HUB | 3-FDM2 HDG 3/4" 3-PLATE RCM1-HDG
EMR-320-2 / PRINT L-504 / 36- FIXTURE | 3 | THREE FEET VANDAL RESISTANT 40W LED LIGHTING FIXTURE MANUFACTURED BY LUMINAIRE LIGHTING CAT.# VPF83-40W-4000K-120-CP-GRY-WET-TX-SD O.A.E. MOUNTING AS PER DRAWING
EMR-320-2/ PRINT L-504 / EM- FIXTURE | 1 | 99 HYBRID EM SERIES DUEL POWER SOURCE (120V AC WITH BATTERY PACK & 600V DC)VANDAL RESISTANT LED EMERGENCY LIGHTING FIXTURE MANUFACTURED BY APOGEE LIGHTING CAT.NO.99 HYBIRD EM-PM OR GM-GY-TPH-T O.A.E.
EMR-320-1/ PRINT L-504 / SWITCH (CHECK CKT'S 1 MORE SW AWO) | 1 | TOGGLE SWITCH, 30A,120V -277VAC, IP, PASS AND SEYMOUR CAT.NO.30ACI.MOUNTED IN CROUSE HINDS "FD"BOX WITH LUGS AND HUB | 1-FDM2 HDG 3/4" 1-PLATE SWCM1-HDG
EL320-PIT
ELE-320-PIT / PRINT L-503 / GFCI RECEPTACLES | 1 | GFCI DUPLEX RECEPTACLE ,20A, 125V. PASS & SEYMOUR CAT.NO.2091-SHG MOUNTED FLUSH OR IN TYPE "FD"BOX WITH LUGS AND HUB | 1-FDM2 HDG 3/4" 1-PLATE RCM1-HDG
ELE-320-PIT / PRINT L-503 /RECEPTACLE | 1 | DUPLEX RECEPTACLE ,20A, 125V. PASS & SEYMOUR CAT.NO.9300-HG MOUNTED FLUSH OR IN TYPE "FD"BOX WITH LUGS AND HUB | 1-FDM2 HDG 3/4" 1-PLATE RCM1-HDG
ELE-320-PIT / PRINT L-504 / 36- FIXTURE | 4 | THREE FEET VANDAL RESISTANT 40W LED LIGHTING FIXTURE MANUFACTURED BY LUMINAIRE LIGHTING CAT.# VPF83-40W-4000K-120-CP-GRY-WET-TX-SD O.A.E. MOUNTING AS PER DRAWING
ELE-320-PIT / PRINT L-504 / EM (W)- FIXTURE | 1 | WALL MOUNTED VANDALRESISTANT EMERGENCY LIGHTING FIXTURE WITH LED LIGHTS BY "DUEL LITE" CAT.# PG-X-HTR-PGMNT O.A.E. BATTERY SHALL OPERATE THE LAMPS FOR 2 HOURS MINIMUM "X" DENOTES THE COLOR OF THE FIXTURE BODY
ELE-320-PIT/ PRINT L-504 / SWITCH | 1 | TOGGLE SWITCH, 30A,120V -277VAC, IP, PASS AND SEYMOUR CAT.NO.30ACI.MOUNTED IN CROUSE HINDS "FD"BOX WITH LUGS AND HUB | 1-FDM2 HDG 3/4" 1-PLATE SWCM1-HDG
LOCATIONS | TOTALS | TYPE-CONTRACT SPECIFIC
EMR -1-DBEL 320 | 1 | MANUFACTURED BY SQUARE D/ TYPE "HCN" I-LINE -SERVICE VOLTAGE 277/480V BUSS RATING 225A - MAIN BREAKER 250AF/200AT- LOCATION TOP-FEEDER SIZE 4#250 KCMIL& #2G 3" C- SOURCE PNL.DBN-SOUTHBOUND NORMAL EDR (NEMA 12 ENCLOSURE) O.A.E
EMR -1-L.P. | 1 | MANUFACTURED BY SQUARE D/ TYPE NOOD -SERVICE VOLTAGE 120/208V BUSS RATING 225A - MAIN BREAKER100AF/75AT- LOCATION TOP-FEEDER SIZE 4#2 & #8G 1-1/2" C SOURCE- DBEL320 (NEMA 12 ENCLOSURE)
EMR-1&2-320-D.S. | 2 | MANUFACTURED BY SQUARE D/ TYPE HU363AWK WITH ELECTRICAL INTERLOCK KIT (NEMA 12 ENCLOSURE) O.A.E.
EMR1&2 -320-FAN THERMOSTAT | 2 | MANUFACTURED BY HONEYWELL MODEL # T631C1012 SET AT 80 DEG.F / 60" AFF.
EMR-1&2 -319-HEATER TIGHT TO CEILING | 2 | MANUFACTURED BY CHROMAL OX CAT.NO.SKR-4183, PCN120248 RAIDANT COMFORT HEATER 1.8KW, 208VAC,CEILING MOUNTED - O.A.E. / WITH THERMOSTAT AND SWITCH SEE SPEC.
PIT/EMR-1&2 -320-GFCI | 8 | GFCI DUPLEX RECEPTACLE ,20A, 125V. PASS & SEYMOUR CAT.NO.2091-SHG MOUNTED FLUSH OR IN TYPE "FD"BOX WITH LUGS AND HUB
PIT-320- DUPLEX RECEPTACLE | 1 | DUPLEX RECEPTACLE ,20A, 125V. PASS & SEYMOUR CAT.NO.9300-HG MOUNTED FLUSH OR IN TYPE "FD"BOX WITH LUGS AND HUB
PIT/EMR-1&2 -320-SWITCH | 3 | TOGGLE SWITCH, 30A,120V -277VAC, IP, PASS AND SEYMOUR CAT.NO.30ACI.MOUNTED IN CROUSE HINDS "FD"BOX WITH LUGS AND HUB
EMR-1&2-320-EM- FIXTURE | 2 | 99 HYBRID EM SERIES DUEL POWER SOURCE (120V AC WITH BATTERY PACK & 600V DC)VANDAL RESISTANT LED EMERGENCY LIGHTING FIXTURE MANUFACTURED BY APOGEE LIGHTING CAT.NO.99 HYBIRD EM-PM OR GM-GY-TPH-T O.A.E.
PIT -320-EM-W- FIXTURE | 1 | WALL MOUNTED VANDALRESISTANT EMERGENCY LIGHTING FIXTURE WITH LED LIGHTS BY "DUEL LITE" CAT.# PG-X-HTR-PGMNT O.A.E. BATTERY SHALL OPERATE THE LAMPS FOR 2 HOURS MINIMUM "X" DENOTES THE COLOR OF THE FIXTURE BODY
EMR-1&2-PIT -320-36- FIXTURE | 10 | THREE FEET VANDAL RESISTANT 40W LED LIGHTING FIXTURE MANUFACTURED BY LUMINAIRE LIGHTING CAT.# VPF83-40W-4000K-120-CP-GRY-WET-TX-SD O.A.E. MOUNTING AS PER DRAWING
EMR -320-1 | 1 | TTB CABINET-SUPPLIED BY OTHERS
EMR -320-1 | 1 | DATA CABINET-SUPPLIED BY OTHERS
EMR-1&2 -320 | 2 | EXHAUST FAN CONTROL PANEL-SUPPLIED BY OTHERS
EMR -320-1 | 11 | FDM2 HDG 3/4"
EMR -320-1 | 8 | PLATE RCM1-HDG
EMR -320-1 | 3 | PLATE SWCM1-HDG
IP-EQUIPMENT | 1 | NODE (APN)-05.1
IP-EQUIPMENT | 3 | APPLICATION NODE (APN) PULL BOX
IP-EQUIPMENT | 3 | CAMERAS -ADA1 TO ADA3
IP-EQUIPMENT | 4 | SPEAKER PHONE
IP-EQUIPMENT | 2 | IP-SPEAKER PHONE
IP-EQUIPMENT | 1 | LIFTNET

## Mat.Takeoff-Sutphin Blvd.
CONTRACT / E-34026 DEVICE, FIXTURES & PANEL- TAKE OFFS
LOCATION- PRINT | AMOUNT | TYPE-CONTRACT SPECIFIC | FD BOXES
SUTPHIN BOULEVARD/ARCHER AVE STATION
EMR-411
TRACK & STRUCTURE ROOM MEZZ-/ PRINT L-702-ECB175A | 1 | MANUFACTURED BY SQUARE D/ ENCLOSED CIRCUIT BRAKER225AF/175AT TAPTHE BUSS. 225A. 208V. THREE PHASE. KH FRAME.SOURCE- BUSS (NEMA 12 ENCLOSURE)
EMR-411 / PRINT L-703 / DBEL-411 | 1 | MANUFACTURED BY SQUARE D/ TYPE "HCN" I-LINE -SERVICE VOLTAGE 265/460V BUSS RATING 225A - MAIN BREAKER 150AF/150AT- LOCATION TOP-FEEDER SIZE 4#2/0 KCMIL& #6G 2-1/2" C- SOURCE PNL.PP-AC-2 (NEMA 12 ENCLOSURE) O.A.E
EMR-411/ PRINT L-703-LPE411 | 1 | MANUFACTURED BY SQUARE D/ TYPE NOOD -SERVICE VOLTAGE 120/208V BUSS RATING 225A - MAIN BREAKER100AF/75AT- LOCATION TOP-FEEDER SIZE 4#4 & #6G 1-1/2" C SOURCE- DBEL411 (NEMA 12 ENCLOSURE)
EMR-411/ PRINT L-703 / DS411-100A | 1 | MANUFACTURED BY SQUARE D/ TYPE HU363AWK WITH ELECTRICAL INTERLOCK KIT (NEMA 12 ENCLOSURE) O.A.E.
EMR-411 / PRINT L-703 / XFMR | 1 | MANUFACTURED BYSO-D CAT#15T68F - 15KVA.3 PHASE.460-208/120V. DRY TYPE NON-VENTILATED WALL MOUNTED TRANSFORMER - O.A.E.
EMR-411/ PRINT L703/ ELECTRIC HEATER TIGHT TO CEILING | 1 | MANUFACTURED BY CHROMAL OX CAT.NO.SKR-4183, PCN120248 RAIDANT COMFORT HEATER 1.8KW, 208VAC,CEILING MOUNTED - O.A.E. / WITH THERMOSTAT AND SWITCH SEE SPEC.
EMR-411/ PRINT L-703 / GFCI RECEPTACLE | 2 | GFCI DUPLEX RECEPTACLE ,20A, 125V. PASS & SEYMOUR CAT.NO.2091-SHG MOUNTED FLUSH OR IN TYPE "FD"BOX WITH LUGS AND HUB | 2-FDM2 HDG 3/4" 2-PLATE RCM1-HDG
EMR-411 / PRINT L-704 / 36- FIXTURE | 4 | THREE FEET VANDAL RESISTANT 40W LED LIGHTING FIXTURE MANUFACTURED BY LUMINAIRE LIGHTING CAT.# VPF83-40W-4000K-120-CP-GRY-WET-TX-SD O.A.E. MOUNTING AS PER DRAWING
EMR-411/ PRINT L-704 / EM- FIXTURE | 1 | 99 HYBRID EM SERIES DUEL POWER SOURCE (120V AC WITH BATTERY PACK & 600V DC)VANDAL RESISTANT LED EMERGENCY LIGHTING FIXTURE MANUFACTURED BY APOGEE LIGHTING CAT.NO.99 HYBIRD EM-PM OR GM-GY-TPH-T O.A.E.
EMR-411 / PRINT L-704 / SWITCH (NOTE LPE411 LIGHTING IS A 15A) | 2 | TOGGLE SWITCH, 30A,120V -277VAC, IP, PASS AND SEYMOUR CAT.NO.30ACI.MOUNTED IN CROUSE HINDS "FD"BOX WITH LUGS AND HUB | 1-FDM2-75 HDG 3/4" / 1-PLATE FSK2TS-HDG
ELE-411-PIT / PRINT L-703 / GFCI RECEPTACLES | 1 | GFCI DUPLEX RECEPTACLE ,20A, 125V. PASS & SEYMOUR CAT.NO.2091-SHG MOUNTED FLUSH OR IN TYPE "FD"BOX WITH LUGS AND HUB | 1-FDM2-75 HDG 3/4" / 1-PLATE FSK2TS-HDG
ELE-411-PIT / PRINT L-703 /RECEPTACLE | 1 | DUPLEX RECEPTACLE ,20A, 125V. PASS & SEYMOUR CAT.NO.9300-HG MOUNTED FLUSH OR IN TYPE "FD"BOX WITH LUGS AND HUB | 1-FDM2-75 HDG 3/4" / 1-PLATE FSK2TS-HDG
ELE-411PIT / PRINT L-704 / 36- FIXTURE | 2 | THREE FEET VANDAL RESISTANT 40W LED LIGHTING FIXTURE MANUFACTURED BY LUMINAIRE LIGHTING CAT.# VPF83-40W-4000K-120-CP-GRY-WET-TX-SD O.A.E. MOUNTING AS PER DRAWING
ELE-411-PIT / PRINT L-704 / EM (W)- FIXTURE | 1 | WALL MOUNTED VANDALRESISTANT EMERGENCY LIGHTING FIXTURE WITH LED LIGHTS BY "DUEL LITE" CAT.# PG-X-HTR-PGMNT O.A.E. BATTERY SHALL OPERATE THE LAMPS FOR 2 HOURS MINIMUM "X" DENOTES THE COLOR OF THE FIXTURE BODY
EMR-411-PIT / PRINT L-704 / SWITCH (NOTE LPE411 LIGHTING IS A 15A) | 2 | TOGGLE SWITCH, 30A,120V -277VAC, IP, PASS AND SEYMOUR CAT.NO.30ACI.MOUNTED IN CROUSE HINDS "FD"BOX WITH LUGS AND HUB | 1-FDM2-75 HDG 3/4" / 1-PLATE FSK2TS-HDG
EMR-411 / PRINT E-701/ EXHAUST FAN CONTROL PANEL | 1 | SUPPLIED BY OTHERS-?
EMR-411/ PRINT E-701/ EXHAUST FAN | 1 | SUPPLIED BY OTHERS-?
EMR-320-2/ PRINT E-501/ EXHAUST FAN THERMOSTAT | 1 | MANUFACTURED BY HOENYWELL/ MODEL# T631C1012 SET AT 80 DEG.F.60" AFF.O.A.E.
EMR-411 / PRINT E-701/ FIRE ALARM CONTROLE PANEL | 1 | SUPPLIED BY OTHERS-?
EMR-411/ PRINT E-701/ DATA CABINET | 1 | SUPPLIED BY OTHERS-?
EMR-411 / PRINT E-701/ TTB | 1 | SUPPLIED BY OTHERS-?
EMR-411 / PRINT E-701/ QUADRUPLE DATA PORT | 1 | (SUPPLIED BY OTHERS ?)
EMR-411 / PRINT E-701/ TELEPHONE | 1 | (SUPPLIED BY OTHERS ?)
EMR-411 / PRINT E-701/ POWER UNIT | 1 | (NO CUT-SUPPLIED BY OTHERS ?)
EMR-411 / PRINT E-701/ HEAT TRACE | 1
EMR-411 / PRINT E-701/ FIRE ALARM HORN/STROBE | 1 | (NO CUT-SUPPLIED BY OTHERS ?)
LOCATIONS | TOTALS | TYPE-CONTRACT SPECIFIC
TRACK & STRUCTURE ROOM MEZZ-ECB175A | 1 | MANUFACTURED BY SQUARE D/ ENCLOSED CIRCUIT BRAKER225AF/175AT TAPTHE BUSS. 225A. 208V. THREE PHASE. KH FRAME.SOURCE- BUSS (NEMA 12 ENCLOSURE)
EMR -411-DBEL 411 | 1 | MANUFACTURED BY SQUARE D/ TYPE "HCN" I-LINE -SERVICE VOLTAGE 265/460V BUSS RATING 225A - MAIN BREAKER 150AF/150AT- LOCATION TOP-FEEDER SIZE 4#2/0 KCMIL& #6G 2-1/2" C- SOURCE PNL.PP-AC-2 (NEMA 12 ENCLOSURE) O.A.E
EMR -411-L.P. | 1 | MANUFACTURED BY SQUARE D/ TYPE NOOD -SERVICE VOLTAGE 120/208V BUSS RATING 225A - MAIN BREAKER100AF/75AT- LOCATION TOP-FEEDER SIZE 4#4 & #6G 1-1/2" C SOURCE- DBEL411 (NEMA 12 ENCLOSURE)
EMR -411-D.S. | 1 | MANUFACTURED BY SQUARE D/ TYPE HU363AWK WITH ELECTRICAL INTERLOCK KIT (NEMA 12 ENCLOSURE) O.A.E.
EMR -411-X.F. | 1 | MANUFACTURED BYSO-D CAT#15T68F - 15KVA.3 PHASE.460-208/120V. DRY TYPE NON-VENTILATED WALL MOUNTED TRANSFORMER - O.A.E.
EMR -411-FAN THERMOSTAT | 1 | MANUFACTURED BY HONEYWELL MODEL # T631C1012 SET AT 80 DEG.F / 60" AFF.
EMR -411-HEATER TIGHT TO CEILING | 1 | MANUFACTURED BY CHROMAL OX CAT.NO.SKR-4183, PCN120248 RAIDANT COMFORT HEATER 1.8KW, 208VAC,CEILING MOUNTED - O.A.E. / WITH THERMOSTAT AND SWITCH SEE SPEC.
PIT/EMR -411-GFCI | 4 | GFCI DUPLEX RECEPTACLE ,20A, 125V. PASS & SEYMOUR CAT.NO.2091-SHG MOUNTED FLUSH OR IN TYPE "FD"BOX WITH LUGS AND HUB
PIT-411/- DUPLEX RECEPTACLE | 1 | DUPLEX RECEPTACLE ,20A, 125V. PASS & SEYMOUR CAT.NO.9300-HG MOUNTED FLUSH OR IN TYPE "FD"BOX WITH LUGS AND HUB
PIT/EMR -411-SW | 4 | TOGGLE SWITCH, 30A,120V -277VAC, IP, PASS AND SEYMOUR CAT.NO.30ACI.MOUNTED IN CROUSE HINDS "FD"BOX WITH LUGS AND HUB
PIT/EMR -411-36-FIX | 6 | THREE FEET VANDAL RESISTANT 40W LED LIGHTING FIXTURE MANUFACTURED BY LUMINAIRE LIGHTING CAT.# VPF83-40W-4000K-120-CP-GRY-WET-TX-SD O.A.E. MOUNTING AS PER DRAWING
EMR -411-EM | 1 | 99 HYBRID EM SERIES DUEL POWER SOURCE (120V AC WITH BATTERY PACK & 600V DC)VANDAL RESISTANT LED EMERGENCY LIGHTING FIXTURE MANUFACTURED BY APOGEE LIGHTING CAT.NO.99 HYBIRD EM-PM OR GM-GY-TPH-T O.A.E.
PIT -411-EM(W) | 1 | WALL MOUNTED VANDALRESISTANT EMERGENCY LIGHTING FIXTURE WITH LED LIGHTS BY "DUEL LITE" CAT.# PG-X-HTR-PGMNT O.A.E. BATTERY SHALL OPERATE THE LAMPS FOR 2 HOURS MINIMUM "X" DENOTES THE COLOR OF THE FIXTURE BODY
EMR -411 | 2 | TTB CABINET-SUPPLIED BY OTHERS
EMR -411 | 2 | DATA CABINET-SUPPLIED BY OTHERS
EMR -411 | 2 | EXHAUST FAN CONTROL PANEL-SUPPLIED BY OTHERS
EMR -411 | 4 | FDM2 HDG 3/4"
EMR -411 | 4 | PLATE RCM1-HDG
PIT/EMR -411 | 2 | PLATE-FSK2TS -HDG
PIT/EMR -411 | 2 | PLATE SWCM1-HDG
IP-EQUIPMENT | 2 | NODE (APN)-6 & (APN)-?
IP-EQUIPMENT | 4 | APPLICATION NODE (APN) PULL BOX
IP-EQUIPMENT | 8 | CAMERAS -ADA1 TO ADA5
IP-EQUIPMENT | 5 | SPEAKER PHONE
IP-EQUIPMENT | 2 | IP-SPEAKER PHONE
IP-EQUIPMENT | 1 | LIFTNET

## Mat.Takeoff-207th st.
CONTRACT / E-34026 DEVICE, FIXTURES & PANEL- TAKE OFFS
LOCATION- PRINT | AMOUNT | TYPE-CONTRACT SPECIFIC | FD BOXES
207TH STREET STATION
EMR-148
EMR-148 / PRINT L-103 / DBEL-148 | 1 | MANUFACTURED BY SQUARE D/ TYPE "HCN" I-LINE -SERVICE VOLTAGE 120/208V BUSS RATING 225A - MAIN BREAKER 250AF/200AT- LOCATION TOP-FEEDER SIZE 4#500 KCMIL& #6G 4" C- SOURCE PNL.DBR (NEMA 12 ENCLOSURE) O.A.E
EMR-148/ PRINT L-103-LPE148 | 1 | MANUFACTURED BY SQUARE D/ TYPE NOOD -SERVICE VOLTAGE 120/208V BUSS RATING 100A - MAIN BREAKER100AF/70AT- LOCATION TOP-FEEDER SIZE 4#2 & #6G 1-1/2" C SOURCE- DBEL148 (NEMA 12 ENCLOSURE)
EMR-148/ PRINT L-103 / DS148-200A | 1 | MANUFACTURED BY SQUARE D/ 200A TYPE HU364AWK WITH ELECTRICAL INTERLOCK KIT (NEMA 12 ENCLOSURE) O.A.E.
EMR-148/ PRINT L103/ ELECTRIC HEATER TIGHT TO CEILING | 1 | MANUFACTURED BY CHROMAL OX CAT.NO.SKR-4183, PCN120248 RAIDANT COMFORT HEATER 1.8KW, 208VAC,CEILING MOUNTED - O.A.E. / WITH THERMOSTAT AND SWITCH SEE SPEC.
EMR-148/ PRINT L-103 / GFCI RECEPTACLE | 4 | GFCI DUPLEX RECEPTACLE ,20A, 125V. PASS & SEYMOUR CAT.NO.2091-SHG MOUNTED FLUSH OR IN TYPE "FD"BOX WITH LUGS AND HUB | 4-FDM2 HDG 3/4" 4-PLATE RCM1-HDG
EMR-148 / PRINT L-104 / FIXTURES | 4 | FOUR FEET VANDAL RESISTANT 50W LED LIGHTING FIXTURE MANUFACTURED BY LUMINARE LIGHTING CAT.# VPF84-50W40O0K-120-CP-GRY-WET-TX/SD O.A.E.MOUNTING AS PER DRAWING
EMR-148/ PRINT L-104 / EM- FIXTURE | 2 | 99 HYBRID EM SERIES DUEL POWER SOURCE (120V AC WITH BATTERY PACK & 600V DC)VANDAL RESISTANT LED EMERGENCY LIGHTING FIXTURE MANUFACTURED BY APOGEE LIGHTING CAT.NO.99 HYBIRD EM-PM OR GM-GY-TPH-T O.A.E.
EMR-148 / PRINT L-104 / SWITCH (NOTE LPE411 LIGHTING IS A 15A) | 2 | TOGGLE SWITCH, 30A,120V -277VAC, IP, PASS AND SEYMOUR CAT.NO.30ACI.MOUNTED IN CROUSE HINDS "FD"BOX WITH LUGS AND HUB | 1-FDM2-75 HDG 3/4" / 1-PLATE FSK2TS-HDG
ELE-148-PIT / PRINT L-103 / GFCI RECEPTACLES | 1 | GFCI DUPLEX RECEPTACLE ,20A, 125V. PASS & SEYMOUR CAT.NO.2091-SHG MOUNTED FLUSH OR IN TYPE "FD"BOX WITH LUGS AND HUB | 2-FDM2 HDG 3/4" 2-PLATE RCM1-HDG
ELE-148-PIT / PRINT L-103 /RECEPTACLE | 2 | DUPLEX RECEPTACLE ,20A, 125V. PASS & SEYMOUR CAT.NO.9300-HG MOUNTED FLUSH OR IN TYPE "FD"BOX WITH LUGS AND HUB | 1-FDM2 HDG 3/4" 1-PLATE RCM1-HDG
ELE-148-PIT / PRINT L-104 / 36- FIXTURE | 2 | THREE FEET VANDAL RESISTANT 40W LED LIGHTING FIXTURE MANUFACTURED BY LUMINAIRE LIGHTING CAT.# VPF83-40W-4000K-120-CP-GRY-WET-TX-SD O.A.E. MOUNTING AS PER DRAWING
ELE-148-PIT / PRINT L-104 / EM (W)- FIXTURE | 1 | WALL MOUNTED VANDALRESISTANT EMERGENCY LIGHTING FIXTURE WITH LED LIGHTS BY "DUEL LITE" CAT.# PG-X-HTR-PGMNT O.A.E. BATTERY SHALL OPERATE THE LAMPS FOR 2 HOURS MINIMUM "X" DENOTES THE COLOR OF THE FIXTURE BODY
EMR-148-PIT / PRINT L-104 / SWITCH (NOTE LPE411 LIGHTING IS A 15A) | 2 | TOGGLE SWITCH, 30A,120V -277VAC, IP, PASS AND SEYMOUR CAT.NO.30ACI.MOUNTED IN CROUSE HINDS "FD"BOX WITH LUGS AND HUB | 1-FDM2-75 HDG 3/4" / 1-PLATE FSK2TS-HDG
EMR-148 / PRINT E-101/ EXHAUST FAN CONTROL PANEL | 1 | SUPPLIED BY OTHERS-?
EMR-148/ PRINT E-101/ EXHAUST FAN | 1 | SUPPLIED BY OTHERS-?
EMR-148/ PRINT E-101/ EXHAUST FAN THERMOSTAT | 1 | MANUFACTURED BY HOENYWELL/ MODEL# T631C1012 SET AT 80 DEG.F.60" AFF.O.A.E.
EMR-148 / PRINT E-101/ FIRE ALARM CONTROLE PANEL | 1 | SUPPLIED BY OTHERS-?
EMR-148/ PRINT E-101/ DATA CABINET | 1 | SUPPLIED BY OTHERS-?
EMR-148 / PRINT E-101/ TTB | 1 | SUPPLIED BY OTHERS-?
EMR-148 / PRINT E-101/ QUADRUPLE DATA PORT | 1 | (SUPPLIED BY OTHERS ?)
EMR-148 / PRINT E-101/ TELEPHONE | 1 | (SUPPLIED BY OTHERS ?)
EMR-148 / PRINT E-101/ POWER UNIT | 1 | (NO CUT-SUPPLIED BY OTHERS ?)
EMR-148 / PRINT E-101/ HEAT TRACE | 1
EMR-148 / PRINT E-101/ FIRE ALARM HORN/STROBE | 1 | (NO CUT-SUPPLIED BY OTHERS ?)
EMR-149
EMR-149 / PRINT L-103 / DBEL-149 | 1 | MANUFACTURED BY SQUARE D/ TYPE "HCN" I-LINE -SERVICE VOLTAGE 120/208V BUSS RATING 225A - MAIN BREAKER 250AF/200AT- LOCATION TOP-FEEDER SIZE 4#500 KCMIL& #6G 4" C- SOURCE PNL.DBR (NEMA 12 ENCLOSURE) O.A.E
EMR-149/ PRINT L-103-LPE149 | 1 | MANUFACTURED BY SQUARE D/ TYPE NOOD -SERVICE VOLTAGE 120/208V BUSS RATING 100A - MAIN BREAKER100AF/70AT- LOCATION TOP-FEEDER SIZE 4#2 & #6G 1-1/2" C SOURCE- DBEL148 (NEMA 12 ENCLOSURE)
EMR-149/ PRINT L-103/ DS149-200A | 1 | MANUFACTURED BY SQUARE D/ 200A TYPE HU364AWK WITH ELECTRICAL INTERLOCK KIT (NEMA 12 ENCLOSURE) O.A.E.
EMR-149/ PRINT L103/ ELECTRIC HEATER TIGHT TO CEILING | 1 | MANUFACTURED BY CHROMAL OX CAT.NO.SKR-4183, PCN120248 RAIDANT COMFORT HEATER 1.8KW, 208VAC,CEILING MOUNTED - O.A.E. / WITH THERMOSTAT AND SWITCH SEE SPEC.
EMR-149/ PRINT L-103 / GFCI RECEPTACLE | 2 | GFCI DUPLEX RECEPTACLE ,20A, 125V. PASS & SEYMOUR CAT.NO.2091-SHG MOUNTED FLUSH OR IN TYPE "FD"BOX WITH LUGS AND HUB | 2-FDM2 HDG 3/4" 2-PLATE RCM1-HDG
EMR-149 / PRINT L-104 / FIXTURES | 2 | FOUR FEET VANDAL RESISTANT 50W LED LIGHTING FIXTURE MANUFACTURED BY LUMINARE LIGHTING CAT.# VPF84-50W40O0K-120-CP-GRY-WET-TX/SD O.A.E.MOUNTING AS PER DRAWING
EMR-149/ PRINT L-104 / EM- FIXTURE | 1 | 99 HYBRID EM SERIES DUEL POWER SOURCE (120V AC WITH BATTERY PACK & 600V DC)VANDAL RESISTANT LED EMERGENCY LIGHTING FIXTURE MANUFACTURED BY APOGEE LIGHTING CAT.NO.99 HYBIRD EM-PM OR GM-GY-TPH-T O.A.E.
EMR-149 / PRINT L-104 / SWITCH (NOTE LPE411 LIGHTING IS A 15A) | 2 | TOGGLE SWITCH, 30A,120V -277VAC, IP, PASS AND SEYMOUR CAT.NO.30ACI.MOUNTED IN CROUSE HINDS "FD"BOX WITH LUGS AND HUB | 1-FDM2-75 HDG 3/4" / 1-PLATE FSK2TS-HDG
ELE-149-PIT / PRINT L-103 / GFCI RECEPTACLES | 1 | GFCI DUPLEX RECEPTACLE ,20A, 125V. PASS & SEYMOUR CAT.NO.2091-SHG MOUNTED FLUSH OR IN TYPE "FD"BOX WITH LUGS AND HUB | 1-FDM2 HDG 3/4" 1-PLATE RCM1-HDG
ELE-149-PIT / PRINT L-103 /RECEPTACLE | 1 | DUPLEX RECEPTACLE ,20A, 125V. PASS & SEYMOUR CAT.NO.9300-HG MOUNTED FLUSH OR IN TYPE "FD"BOX WITH LUGS AND HUB | 1-FDM2 HDG 3/4" 1-PLATE RCM1-HDG
ELE-149-PIT / PRINT L-104 / 36- FIXTURE | 2 | THREE FEET VANDAL RESISTANT 40W LED LIGHTING FIXTURE MANUFACTURED BY LUMINAIRE LIGHTING CAT.# VPF83-40W-4000K-120-CP-GRY-WET-TX-SD O.A.E. MOUNTING AS PER DRAWING
ELE-149-PIT / PRINT L-104 / EM (W)- FIXTURE | 1 | WALL MOUNTED VANDALRESISTANT EMERGENCY LIGHTING FIXTURE WITH LED LIGHTS BY "DUEL LITE" CAT.# PG-X-HTR-PGMNT O.A.E. BATTERY SHALL OPERATE THE LAMPS FOR 2 HOURS MINIMUM "X" DENOTES THE COLOR OF THE FIXTURE BODY
EMR-149-PIT / PRINT L-104 / SWITCH (NOTE LPE411 LIGHTING IS A 15A) | 2 | TOGGLE SWITCH, 30A,120V -277VAC, IP, PASS AND SEYMOUR CAT.NO.30ACI.MOUNTED IN CROUSE HINDS "FD"BOX WITH LUGS AND HUB | 1-FDM2-75 HDG 3/4" / 1-PLATE FSK2TS-HDG
EMR-149 / PRINT E-102/ EXHAUST FAN CONTROL PANEL | 1 | SUPPLIED BY OTHERS-?
EMR-149/ PRINT E-102/ EXHAUST FAN | 1 | SUPPLIED BY OTHERS-?
EMR-149/ PRINT E-102/ EXHAUST FAN THERMOSTAT | 1 | MANUFACTURED BY HOENYWELL/ MODEL# T631C1012 SET AT 80 DEG.F.60" AFF.O.A.E.
EMR-149 / PRINT E-102/ FIRE ALARM CONTROLE PANEL | 1 | SUPPLIED BY OTHERS-?
EMR-149/ PRINT E-102/ DATA CABINET | 1 | SUPPLIED BY OTHERS-?
EMR-149 / PRINT E-102/ TTB | 1 | SUPPLIED BY OTHERS-?
EMR-149 / PRINT E-102/ QUADRUPLE DATA PORT | 1 | (SUPPLIED BY OTHERS ?)
EMR-149 / PRINT E-102/ TELEPHONE | 1 | (SUPPLIED BY OTHERS ?)
EMR-149 / PRINT E-102/ POWER UNIT | 1 | (NO CUT-SUPPLIED BY OTHERS ?)
EMR-149 / PRINT E-102/ HEAT TRACE | 1
EMR-149 / PRINT E-102/ FIRE ALARM HORN/STROBE | 1 | (NO CUT-SUPPLIED BY OTHERS ?)
LOCATIONS
EMR -148/149-DBEL 148/149 | 2 | MANUFACTURED BY SQUARE D/ TYPE "HCN" I-LINE -DISTRIBUTION BOARD 400A BUSS RATING 225A - MAIN BREAKER 250AF/250AT- LOCATION TOP/BOTTOM-FEEDER SIZE 4#500 & #2G 4" C- SOURCE SWITCHBOARD 2B-(NEMA 12 ENCLOSURE) O.A.E
EMR -148/149-DBEL 148/149 | 2 | MANUFACTURED BY SQUARE D/ TYPE NOOD -SERVICE VOLTAGE 120/208V BUSS RATING 100A - MAIN BREAKER100AF/70AT- LOCATION TOP-FEEDER SIZE 4#2 & #6G 1-1/2" C SOURCE- DBEL148 (NEMA 12 ENCLOSURE)
EMR -148/149-L.P. | 2 | MANUFACTURED BY SQUARE D/ TYPE NOOD -SERVICE VOLTAGE 120/208V BUSS RATING 100A - MAIN BREAKER100AF/70AT- LOCATION TOP-FEEDER SIZE 4#2 & #6G 1-1/2" C SOURCE- DBEL148 (NEMA 12 ENCLOSURE)
EMR -148/149-D.S. | 2 | MANUFACTURED BY SQUARE D/ 200A TYPE HU364AWK WITH ELECTRICAL INTERLOCK KIT (NEMA 12 ENCLOSURE) O.A.E.
EMR -148/149-FAN THERMOSTAT
EMR -148/149-HEATER TIGHT TO CEILING | 2 | MANUFACTURED BY CHROMAL OX CAT.NO.SKR-4183, PCN120248 RAIDANT COMFORT HEATER 1.8KW, 208VAC,CEILING MOUNTED - O.A.E. / WITH THERMOSTAT AND SWITCH SEE SPEC.
PIT/EMR -148/149-GFCI | 8 | GFCI DUPLEX RECEPTACLE ,20A, 125V. PASS & SEYMOUR CAT.NO.2091-SHG MOUNTED FLUSH OR IN TYPE "FD"BOX WITH LUGS AND HUB | 8-FDM2 HDG 3/4" 8-PLATE RCM1-HDG
PIT-148/149- DUPLEX RECEPTACLE | 2 | DUPLEX RECEPTACLE ,20A, 125V. PASS & SEYMOUR CAT.NO.9300-HG MOUNTED FLUSH OR IN TYPE "FD"BOX WITH LUGS AND HUB | 2-FDM2 HDG 3/4" 2-PLATE RCM1-HDG
PIT/EMR -148/149-SW | 8 | TOGGLE SWITCH, 30A,120V -277VAC, IP, PASS AND SEYMOUR CAT.NO.30ACI.MOUNTED IN CROUSE HINDS "FD"BOX WITH LUGS AND HUB
PIT/EMR -148/149-36-FIX | 4 | THREE FEET VANDAL RESISTANT 40W LED LIGHTING FIXTURE MANUFACTURED BY LUMINAIRE LIGHTING CAT.# VPF83-40W-4000K-120-CP-GRY-WET-TX-SD O.A.E. MOUNTING AS PER DRAWING
EMR -148/149-EM | 3 | 99 HYBRID EM SERIES DUEL POWER SOURCE (120V AC WITH BATTERY PACK & 600V DC)VANDAL RESISTANT LED EMERGENCY LIGHTING FIXTURE MANUFACTURED BY APOGEE LIGHTING CAT.NO.99 HYBIRD EM-PM OR GM-GY-TPH-T O.A.E.
PIT -148/149-EM(W) | 2 | WALL MOUNTED VANDALRESISTANT EMERGENCY LIGHTING FIXTURE WITH LED LIGHTS BY "DUEL LITE" CAT.# PG-X-HTR-PGMNT O.A.E. BATTERY SHALL OPERATE THE LAMPS FOR 2 HOURS MINIMUM "X" DENOTES THE COLOR OF THE FIXTURE BODY
EMR -148/149 | 2 | TTB CABINET-SUPPLIED BY OTHERS
EMR -148/149 | 2 | DATA CABINET-SUPPLIED BY OTHERS
EMR -148/149 | 2 | EXHAUST FAN CONTROL PANEL-SUPPLIED BY OTHERS
EMR -148/149 | 10 | FDM2 HDG 3/4"
EMR -148/149 | 10 | PLATE RCM1-HDG
PIT/EMR -148/149 | 4 | PLATE-FSK2TS -HDG
PIT/EMR -148/149 | 4 | PLATE SWCM1-HDG
IP-EQUIPMENT | 2 | NODE (APN)-02.1 & (APN)-08.1
IP-EQUIPMENT | 4 | APPLICATION NODE (APN) PULL BOX
IP-EQUIPMENT | 8 | CAMERAS -ADA1 TO ADA8
IP-EQUIPMENT | 6 | SPEAKER PHONE
IP-EQUIPMENT | 3 | IP-SPEAKER PHONE
IP-EQUIPMENT | 2 | LIFTNET

## TIME FRAMES JAMAICA -412
TIME FRAMES
JAMAICA CENTER PARSONS/ ARCHER STATION-EL-412
SURVEYS | A&P | DURATION
REMOVAL-EPR ON MEZZ-PANEL DB-13-CKT#3 -100A-FEEDING ELE.DIS.SW.-412 IN EMR 412 | YES TO EPR-1DAY | 1-DAY |  | 1
NEW INSTALL-EDR ON MEZZ-SWITCHBOARD-2B-4" C RUN TO EMR-412- APPROX 180FT | YES TO EMR-SAME DAY | SAME DAY |  | 1
REMOVAL-EMR 412-ELEVATOR DIS.SW.2-HEATERS/ AUX-PNL. / 1-48-FIX. / E5H | YES TO EMR-1DAY | 1-DAY |  | 1
NEW INSTALL- MR-278-BENNING PNL.TO EMR-#412 DATA CAB.1" C/ 1-25PR. (E)TTBD TO EMR#412 (N) TTB | YES TO MR-278-1DAY | 1-DAY |  | 1
REMOVALS
REMOVE HALL STATION INTERCOM & COSTOMER SERVICE CALL BUTTON |  | 1-DAY |  | 3
1-SWITCH AND 2 FIXTURES |  | 1-DAY |  | 3
2-HEATERS |  | .5 DAY |  | 3
1-AUX PANEL- (DEPENDING ON THE SURVEY WE WILL KNOW WHAT DISCIPLINES WILL BE NEEDED) |  | 2 DAYS |  | 3
1-ELEV.DISC.SW |  | .5 DAY |  | 2
OLD FEEDFROM EPR TO EMR 412 1-1/2" C. & 4#2 |  | 4-DAYS |  | 2
EL-412 PIT
1-SWITCH AND 2 FIXTURES & 1-RECEPTACLE |  | 1-DAY |  | 4
PRINT TE-002 REMOVING OF EXISTING SPEAKERPHONES & CAMERAS
ELEVATOR 412 MEZZANINE LANDING TO COMM ROOM SPEAKERPHONE - REMOVE-400FT |  | 2 DAYS |  | 3
ELEVATOR 412 CAB & EMR TO PLATFORM LANDING- REMOVE-420FT |  | 2 DAYS |  | 2
ELEVATOR 412 CAB EMR TO COMM ROOM SPEAKERPHONE - REMOVE-420FT |  | 2 DAYS |  | 2
EMR #1 INSTALL NEW
1-EXHAUST FAN CONTROL PANEL / PRINT H-601 |  | 4.5 DAYS |  | 4
1-EXHAUST FAN / PRINT H-601 |  | 1 DAY |  | 4
1-EXHAUST FAN THERMOSTAT / PRINT H-601 |  | 1 DAY |  | 4
1-EXHAUST FAN TIGHT TO THE CEILING / PRINT H-601 |  | 1 DAY |  | 4
1-TELEPHONE |  | 3.5 DAYS |  | 5
1-TTB CABINET | when available | 11.5 DAYS |  | 5
1-DATA CABINET | when available | 11.5 DAYS |  | 5
1-QUADRUPLE DATA PORTS |  | 3.5 DAYS |  | 6
1-ELECTRIC HEATER / PRINT H-301 / L-603 |  | 1 DAY |  | 6
1-ELECTRIC HEATER THERMOSTAT / PRINT H-601 |  | 3.5 DAYS |  | 6
1-F.A. MODULE / HORN & STROBE |  | 4.5 DAYS |  | 5
1-LIGHTING PANEL / exsisting to remain
1-ELEVATOR DISCONNECT SW / L-603/ L-602 |  | 1 DAY |  | 6
1-HEAT TRACE PANEL & HEAT TRACE |  | 4.5 DAYS |  | 6
NEW FEED FROM EDR AT MEZZANINE EMR-412 TO MEZZANINE -4"C- APPROX 180FT ABOVE HUNG CEILING |  | 10.5 DAYS |  | 4
1-15KVA TRANSFORMER- 480-208/120V |  | 3.5 DAYS |  | 4
1-LPE412 |  | 5 DAYS |  | 7
3-RECEPTACLES |  | 2 DAYS |  | 7
412-PIT - 2-RECEPTACLES |  | 2 DAYS |  | 4
1-SWITCH AND 2 FIXTURES |  | 3 DAYS |  | 4
P+A43:C73RINT TF-301 FIRE ALARM SYSTEM DEVICE LAYOUT PARSONS/ ARCHER - ALL WORK MUST BE COORDINATED THROUGH NYCT
EMR- M44A & L11- ELEV.412 SMOKE DETECTOR |  | 4.5 DAYS |  | 5
EMR-M44A CONTROL RELAY MEZZANINE LEVEL |  | 4.5 DAYS |  | 5
PRINT TE-601 ELEV.# 412 COMMUNICATIONS RISER DIAGRAM PARSONS BOULEVARD STATION
FROM COMM ROOM MR-278 (BENNING PANEL TO EMR #412 DATA CABINET POWER SUPPLY) |  | 4.5 DAYS |  | 7
FROM COMM ROOM MR-278 (TTBD TO EMR #412 TTB CABINET POWER SUPPLY) |  | 10.5 DAYS |  | 7
APN.02.1 TO EMR #412 DATA CABINET ETHERNET EXTENDER |  | 4.5 DAYS |  | 6
APN.02.1TO EMR #412 IP (IP FEATURE PHONE) |  | 4.5 DAYS |  | 6
APN.02.1TO EMR #412 QPE (SECURE QUAD PORT ENCLOSURE) |  | 4.5 DAYS |  | 8
APN.02.1 TO EMR #412 LIF NET (LIF NET) |  | 4.5 DAYS |  | 8
APN.02.1TO EMR #412 ELEVATOR CONTROLER |  | 4.5 DAYS |  | 8
APN.02.1 TO IP (IP FEATURE PHONE) FULL TIME AGENT BOOTH 506 CONTROL AREA-BMT |  | 1.5 DAYS |  | 8
APN.02.1 TO STREET LEVEL LANDING SP (IP SPEAKERPHONE) |  | 1.5 DAYS |  | 12
APN.02.1 TO CONTROLE LEVEL LANDING IP-ADA1 (IP CCTV CAMERA) |  | 1.5 DAYS |  | 12
TTB IN EMR #412 TO ELEVATOR CAB #211-/ 1-1PR #20 FOR L2 & EE POWER .48VDC & 1PR #20 FOR EE DATA |  | 1.5 DAYS |  | 7
TTB IN EMR #412 TO ELEVATOR CAB #211-/ 1-1PR #20 FOR L2 POE (2 LAYER SWITCH POE) |  | 1.5 DAYS |  | 7
PRINT FOC-600 LAYER 1 NETWORK DIAGRAM 34TH STREET HERALD SQ (MR278)
(E) TRANSIT WIRELESS SYSTEM FROM COMM J BOX 278-01 1-SM PATCH CORD |  | .5 DAY |  | 9
AND 1 SPARE DUPLEX SMF PATCH COARD IN (E) CONDUIT TO COMM ROOM MR 278 TO NEW IE5000 |  | .5 DAY |  | 9
(E) TRANSIT WIRELESS SYSTEM FROM COMM J BOX 278-10 1-SM PATCH CORD (LOWER LEVEL) |  | .5 DAY |  | 9
AND 1 SPARE DUPLEX SMF PATCH COARD IN (E) CONDUIT TO COMM ROOM MR278-10TO (E) AFDP(LOWER LEVEL) |  | .5 DAY |  | 9
(E) AFDP TO NEW IE4010 1-SM PATCH CORD AND 1 SPARE DUPLEX (UPPER PLATFORM) |  | .5 DAY |  | 9
(E) A-NODE 278-2 1 / 1-SM PATCH CORD AND 1 SPARE DUPLEX TO (E) DATA CABINET (MR278-02) | non emr -station work | .5 DAY |  | 10
PRINT FOC-601 LAYER 2 SIGNAL FLOW DIAGRAM PARSONS BLVD (MR278) STATION
(E) (MR278) DATA CABINET INSTALL NEW IE5000 ROOT SWITCH |  | .5 DAY |  | 10
(E) (MR227) ESS CABINET INSTALL NEW IE4010 SWITCH |  | .5 DAY |  | 10
NEW APN.08. & 2 SW-1&2 AND 1-RSTP TRUNK LINE |  | .5 DAY |  | 10
NEW APN.05. & 2 SW-1&2 AND 1-RSTP TRUNK LINE |  | .5 DAY |  | 11
PRINT FOC-602 EQUIPMENT & CONDUIT LAYOUT PARSONS BLVD EAST MEZZANINE
1-NEW WALL MOUNT APN.02.1 |  | .5 DAY |  | 3
1-NEW NETWORK PULLBOX |  | 1.5 DAYS |  | 11
1-NEW APPLICATION PULLBOX |  | 1.5 DAYS |  | 11
PRINT H-802 COMMUNICATIONS ROOM MR278 HVAC JAMAICA CENTER PARSONS / ARCHER STATION
SUPPLY FAN ASSEMBLY
1-FIRE DAMPER W/ 165 DEGREE F FUSIBLE LINK |  | 1 DAY |  | 6
CLEAR PLASTIC TUBINGS |  | 1 DAY |  | 6
DIFFERENTIAL PRESSURE SW & GAUGE |  | 1 DAY |  | 6
MOTORIZED DAMPER ASSEMBLY
1-FIRE DAMPER W/ 165 DEGREE F FUSIBLE LINK |  | .5 DAY |  | 8
1-FIRESTAT |  | .5 DAY |  | 8
1-EXTERNAL ACTUATOR HONEYWELL CO. |  | .5 DAY |  | 9
1-MOTORIZED CONTROL DAMPER |  | .5 DAY |  | 9
PRINT A-610 JAMAICA CENTER PARSONS/ARCHER STATION CAB PLANS AND ELEVATIONS -ELEV-412
NOTE-1-RECESSED LED LIGHT FIXTURES |  | 2.5 DAYS |  | 4
NOTE-2-SURFACE MOUNTED CCTV CAMERA W/DOME-FINAL LOCATION BY COMM |  | 2.5 DAYS |  | 4
3-EXHAUST FAN W/ST STL HOUSING |  | 4.5 DAYS | 171.5 | 4
SHAFT WORK
REMOVE-1-SWITCH AND 2 FIXTURES & 1-RECEPTACLE |  | 1 DAY
412-PIT - 2-RECEPTACLES |  | 2 DAYS
1-SWITCH AND 2 FIXTURES |  | 3 DAYS
PRINT A-610 JAMAICA CENTER PARSONS/ARCHER STATION CAB PLANS AND ELEVATIONS -ELEV-412
NOTE-1-RECESSED LED LIGHT FIXTURES |  | 2.5 DAYS
NOTE-2-SURFACE MOUNTED CCTV CAMERA W/DOME-FINAL LOCATION BY COMM |  | 2.5 DAYS
3-EXHAUST FAN W/ST STL HOUSING |  | 4.5 DAYS
P+A43:C73RINT TF-301 FIRE ALARM SYSTEM DEVICE LAYOUT PARSONS/ ARCHER - ALL WORK MUST BE COORDINATED THROUGH NYCT
EMR- M44A & L11- ELEV.412 SMOKE DETECTOR |  | 4.5 DAYS
EMR-M44A CONTROL RELAY MEZZANINE LEVEL |  | 4.5 DAYS | 24.5
EDR WORK
SURVEY-REMOVAL-EPR ON MEZZ-PANEL DB-13-CKT#3 -100A-FEEDING ELE.DIS.SW.-412 IN EMR 412 |  | 1-DAY
NEW FEED FROM EDR AT MEZZANINE EMR-412 TO MEZZANINE -4"C- APPROX 180FT ABOVE HUNG CEILING |  | 10.5 DAYS
REMOVAL-EPR ON MEZZ-PANEL DB-13-CKT#3 -100A-FEEDING ELE.DIS.SW.-412 IN EMR 412 |  | 4-DAYS | 15.5
EMR WORK
SURVEY-REMOVAL-EMR |  | 1-DAY
EMR #1 INSTALL NEW
1-EXHAUST FAN CONTROL PANEL / PRINT H-601 |  | 4.5 DAYS
1-EXHAUST FAN / PRINT H-601 |  | 1 DAY
1-EXHAUST FAN THERMOSTAT / PRINT H-601 |  | 1 DAY
1-EXHAUST FAN TIGHT TO THE CEILING / PRINT H-601 |  | 1 DAY
1-TELEPHONE |  | 3.5 DAYS
1-TTB CABINET |  | 11.5 DAYS
1-DATA CABINET |  | 11.5 DAYS
1-QUADRUPLE DATA PORTS |  | 3.5 DAYS
1-ELECTRIC HEATER / PRINT H-301 / L-603 |  | 1 DAY
1-ELECTRIC HEATER THERMOSTAT / PRINT H-601 |  | 3.5 DAYS
1-F.A. MODULE / HORN & STROBE |  | 4.5 DAYS
1-LIGHTING PANEL / exsisting to remain
1-ELEVATOR DISCONNECT SW / L-603/ L-602 |  | 1 DAY
1-HEAT TRACE PANEL & HEAT TRACE |  | 4.5 DAYS
1-15KVA TRANSFORMER- 480-208/120V |  | 3.5 DAYS
1-LPE412 |  | 5 DAYS
3-RECEPTACLES |  | 2 DAYS
FROM COMM ROOM MR-278 (BENNING PANEL TO EMR #412 DATA CABINET POWER SUPPLY) |  | 4.5 DAYS
FROM COMM ROOM MR-278 (TTBD TO EMR #412 TTB CABINET POWER SUPPLY) |  | 10.5 DAYS
APN.02.1 TO EMR #412 DATA CABINET ETHERNET EXTENDER |  | 4.5 DAYS
APN.02.1TO EMR #412 IP (IP FEATURE PHONE) |  | 4.5 DAYS
APN.02.1TO EMR #412 QPE (SECURE QUAD PORT ENCLOSURE) |  | 4.5 DAYS
APN.02.1 TO EMR #412 LIF NET (LIF NET) |  | 4.5 DAYS
APN.02.1TO EMR #412 ELEVATOR CONTROLER |  | 4.5 DAYS
TTB IN EMR #412 TO ELEVATOR CAB #211-/ 1-1PR #20 FOR L2 & EE POWER .48VDC & 1PR #20 FOR EE DATA |  | 1.5 DAYS
TTB IN EMR #412 TO ELEVATOR CAB #211-/ 1-1PR #20 FOR L2 POE (2 LAYER SWITCH POE) |  | 1.5 DAYS
NEW INSTALL- MR-278-BENNING PNL.TO EMR-#412 DATA CAB.1" C/ 1-25PR. (E)TTBD TO EMR#412 (N) TTB
REMOVAL-EMR 412-ELEVATOR DIS.SW.2-HEATERS/ AUX-PNL. / 1-48-FIX. / E5H |  | 1-DAY
1-AUX PANEL- (DEPENDING ON THE SURVEY WE WILL KNOW WHAT DISCIPLINES WILL BE NEEDED) |  | 2 DAYS | 107
WORK OUTSIDE THE EMR
REMOVALS
REMOVE HALL STATION INTERCOM & COSTOMER SERVICE CALL BUTTON |  | 1-DAY
PRINT TE-002 REMOVING OF EXISTING SPEAKERPHONES & CAMERAS
ELEVATOR 412 MEZZANINE LANDING TO COMM ROOM SPEAKERPHONE - REMOVE-400FT |  | 2 DAYS
ELEVATOR 412 CAB & EMR TO PLATFORM LANDING- REMOVE-420FT |  | 2 DAYS
ELEVATOR 412 CAB EMR TO COMM ROOM SPEAKERPHONE - REMOVE-420FT |  | 2 DAYS
PRINT TE-601 ELEV.# 412 COMMUNICATIONS RISER DIAGRAM PARSONS BOULEVARD STATION
APN.02.1 TO IP (IP FEATURE PHONE) FULL TIME AGENT BOOTH 506 CONTROL AREA-BMT |  | 1.5 DAYS
APN.02.1 TO STREET LEVEL LANDING SP (IP SPEAKERPHONE) |  | 1.5 DAYS
APN.02.1 TO CONTROLE LEVEL LANDING IP-ADA1 (IP CCTV CAMERA) |  | 1.5 DAYS
PRINT FOC-600 LAYER 1 NETWORK DIAGRAM 34TH STREET HERALD SQ (MR278)
(E) TRANSIT WIRELESS SYSTEM FROM COMM J BOX 278-01 1-SM PATCH CORD |  | .5 DAY
AND 1 SPARE DUPLEX SMF PATCH COARD IN (E) CONDUIT TO COMM ROOM MR 278 TO NEW IE5000 |  | .5 DAY
(E) TRANSIT WIRELESS SYSTEM FROM COMM J BOX 278-10 1-SM PATCH CORD (LOWER LEVEL) |  | .5 DAY
AND 1 SPARE DUPLEX SMF PATCH COARD IN (E) CONDUIT TO COMM ROOM MR278-10TO (E) AFDP(LOWER LEVEL) |  | .5 DAY
(E) AFDP TO NEW IE4010 1-SM PATCH CORD AND 1 SPARE DUPLEX (UPPER PLATFORM) |  | .5 DAY
(E) A-NODE 278-2 1 / 1-SM PATCH CORD AND 1 SPARE DUPLEX TO (E) DATA CABINET (MR278-02) | non emr -station work | .5 DAY
PRINT FOC-601 LAYER 2 SIGNAL FLOW DIAGRAM PARSONS BLVD (MR278) STATION
(E) (MR278) DATA CABINET INSTALL NEW IE5000 ROOT SWITCH |  | .5 DAY
(E) (MR227) ESS CABINET INSTALL NEW IE4010 SWITCH |  | .5 DAY
NEW APN.08. & 2 SW-1&2 AND 1-RSTP TRUNK LINE |  | .5 DAY
NEW APN.05. & 2 SW-1&2 AND 1-RSTP TRUNK LINE |  | .5 DAY
PRINT FOC-602 EQUIPMENT & CONDUIT LAYOUT PARSONS BLVD EAST MEZZANINE
1-NEW WALL MOUNT APN.02.1 |  | .5 DAY
1-NEW NETWORK PULLBOX |  | 1.5 DAYS
1-NEW APPLICATION PULLBOX |  | 1.5 DAYS
PRINT H-802 COMMUNICATIONS ROOM MR278 HVAC JAMAICA CENTER PARSONS / ARCHER STATION
SUPPLY FAN ASSEMBLY
1-FIRE DAMPER W/ 165 DEGREE F FUSIBLE LINK |  | 1 DAY
CLEAR PLASTIC TUBINGS |  | 1 DAY
DIFFERENTIAL PRESSURE SW & GAUGE |  | 1 DAY
MOTORIZED DAMPER ASSEMBLY
1-FIRE DAMPER W/ 165 DEGREE F FUSIBLE LINK |  | .5 DAY
1-FIRESTAT |  | .5 DAY
1-EXTERNAL ACTUATOR HONEYWELL CO. |  | .5 DAY
1-MOTORIZED CONTROL DAMPER |  | .5 DAY | 25

## TIME FRAMES JAMAICA-413
TIME FRAMES
JAMAICA CENTER PARSONS/ ARCHER STATION-EL-413
SURVEYS | A&P | DURATION
REMOVAL-EDR ON MEZZ-PANEL DB-12-CKT#4 -50A-FEEDING ELE.DIS.SW.-413 IN EMR 413A | YES TO EPR-1DAY | 1-DAY |  | 1
NEW INSTALL-FROM-412-DBL412-2-1/2" C RUN & 4-2/0 &#6G TO EMR 413A-LOWER LEVEL- APPROX 320FT | YES TO EMR-SAME DAY | SAME DAY |  | 1
REMOVAL-EMR 413A-ELEVATOR DIS.SW.1-HEATER/ 1-REC. / 1-48-FIX. / E2L/E2H | YES TO EMR-1DAY | 1-DAY |  | 1
NEW INSTALL- MR-278-BENNING PNL.TO EMR-#413 DATA CAB.1" C/ 1-25PR. (E)TTBD TO EMR#412 (N) TTB | YES TO MR-278-1DAY | 1-DAY |  | 1
REMOVALS
REMOVE HALL STATION INTERCOM & COSTOMER SERVICE CALL BUTTON |  | 1-DAY |  | 3
1-SWITCH AND 1 FIXTURES |  | 1-DAY |  | 3
1-HEATERS |  | .5 DAY |  | 2
1-ELEV.DISC.SW |  | .5 DAY |  | 2
OLD FEED FROM EDR SWITCHBOARD -2B TO EMR 413 1-1/2" C. & 4#2 |  | 4-DAYS |  | 2
EL-413 PIT
1-SWITCH AND 2 FIXTURES & 1-RECEPTACLE |  | 1-DAY | 11 | 2
PRINT TE-002 REMOVING OF EXISTING SPEAKERPHONES & CAMERAS
ELEVATOR 413 MEZZANINE LANDING TO COMM ROOM SPEAKERPHONE - REMOVE-330FT |  | 2 DAYS |  | 2
ELEVATOR 413 CAB & EMR TO PLATFORM LANDING- REMOVE-340FT |  | 2 DAYS |  | 2
ELEVATOR 413 COM.RM.TO PLATFORM LANDING- REMOVE-350FT |  | 2 DAYS |  | 3
ELEVATOR 413 CAB EMR TO COMM ROOM SPEAKERPHONE - REMOVE-380FT |  | 2 DAYS | 8 | 3
EMR #413B INSTALL NEW / PRINT H-602
1-EXHAUST FAN CONTROL PANEL / PRINT H-602 |  | 4.5 DAYS |  | 3
1-EXHAUST FAN / PRINT H-602 |  | 1-DAY |  | 4
1-EXHAUST FAN THERMOSTAT / PRINT H-602 |  | 1-DAY |  | 4
1-EXHAUST FAN TIGHT TO THE CEILING / PRINT H-602 |  | 1-DAY |  | 3
1-TELEPHONE |  | 3.5 DAYS |  | 5
1-TTB CABINET |  | 11.5 DAYS |  | (3) when available
1-ELECTRIC HEATER TIGHT TO THE CEILING / PRINT H-301 / L-603 |  | 1 DAY |  | 4
1-ELECTRIC HEATER THERMOSTAT / PRINT H-601 |  | 3.5 DAYS |  | 4
1-F.A. MODULE / HORN & STROBE |  | 4.5 DAYS |  | 5
1-ELEVATOR DISCONNECT SW / L-603/ L-602 |  | 1 DAY |  | 3
1-HEAT TRACE PANEL & HEAT TRACE |  | 4.5 DAYS |  | 3
NEW FEED FROM EMR AT MEZZANINE EMR-413 TO LOWER LEVEL -2-1/2"C- APPX.320FT ABOVE HUNG CEILING |  | 10.5 DAYS |  | 3
3-RECEPTACLES |  | 2 DAYS |  | 4
413-PIT - 2-RECEPTACLES |  | 2 DAYS |  | 4
1-SWITCH AND 2 FIXTURES |  | 3 DAYS | 54.5 | 4
EMAR #413A-(ELEV.MACHINE AUXLARY RM.) INSTALL NEW / PRINT H-602
1-LPE413 |  | 5 DAYS |  | 3
1-15KVA TRANSFORMER- 480-208/120V |  | 3.5 DAYS |  | 3
1-ELEVATOR DISCONNECT - FSW / L-603 |  | 1 DAY |  | 3
2-RECEPTACLES |  | 2 DAYS |  | 4
1-EXHAUST FAN TIGHT TO THE CEILING / PRINT H-602 |  | 1-DAY |  | 4
1-DATA CABINET |  | 11.5 DAYS |  | (3) when available
1-EXHAUST FAN CONTROL PANEL / PRINT H-602 |  | 4.5 DAYS |  | 3
1-ELECTRIC HEATER TIGHT TO THE CEILING / PRINT H-601 / L-603 |  | 1 DAY |  | 6
1-F.A. MODULE / HORN & STROBE |  | 4.5 DAYS |  | 5
1-QUADRUPLE DATA PORTS |  | 3.5 DAYS |  | 5
1-EXHAUST FAN THERMOSTAT / PRINT H-602 |  | 1-DAY |  | 5
P+A43:C73RINT TF-301 FIRE ALARM SYSTEM DEVICE LAYOUT PARSONS/ ARCHER - ALL WORK MUST BE COORDINATED THROUGH NYCT
EMR- ELEV.413 SMOKE DETECTOR |  | 4.5 DAYS |  | 5
EMR-413 CONTROL RELAY MEZZANINE LEVEL |  | 4.5 DAYS | 9 | 6
PRINT TE-601 ELEV.# 413 COMMUNICATIONS RISER DIAGRAM PARSONS BOULEVARD STATION
FROM COMM ROOM MR-278 (BENNING PANEL TO EMR #413A DATA CABINET POWER SUPPLY) |  | 4.5 DAYS |  | 3
FROM COMM ROOM MR-278 (TTBD TO EMR #413B TTB CABINET POWER SUPPLY) |  | 10.5 DAYS |  | 3
APN.08.1 TO EMR #413A DATA CABINET ETHERNET EXTENDER |  | 4.5 DAYS |  | 7
APN.0.8TO EMR #413A IP (IP FEATURE PHONE) |  | 4.5 DAYS |  | 6
APN.0.8TO EMR #413B IP (IP FEATURE PHONE) |  | 4.5 DAYS |  | 6
APN.08.1TO EMR #413A QPE (SECURE QUAD PORT ENCLOSURE) |  | 4.5 DAYS |  | 7
APN.08.1 TO EMR #413B LIF NET (LIF NET) |  | 4.5 DAYS |  | 7
APN.08.1TO EMR #413B ELEVATOR CONTROLER |  | 4.5 DAYS |  | 7
APN.08.1 TO UPPER LEVEL LANDING SP (IP SPEAKERPHONE) |  | 1.5 DAYS |  | 6
APN.08.1 TO MEZZ LEVEL LANDING SP (IP SPEAKERPHONE) |  | 1.5 DAYS |  | 6
APN.08.1 TO LOWER LEVEL LANDING SP (IP SPEAKERPHONE) |  | 1.5 DAYS |  | 8
APN.08.1 TO CONTROLE UPPER LEVEL LANDING IP-ADA4 (IP CCTV CAMERA) |  | 1.5 DAYS |  | 8
APN.08.1 TO CONTROLE MEZZ LEVEL LANDING IP-ADA5 (IP CCTV CAMERA) |  | 1.5 DAYS |  | 8
APN.08.1 TO CONTROLE LOWER LEVEL LANDING IP-ADA6 (IP CCTV CAMERA) |  | 1.5 DAYS |  | 8
TTB IN EMR #413B TO ELEVATOR CAB #413-/ 1-1PR #20 FOR L2 & EE POWER .48VDC & 1PR #20 FOR EE DATA |  | 1.5 DAYS |  | 6
TTB IN EMR #413B TO ELEVATOR CAB #413-/ 1-1PR #20 FOR L2 POE (2 LAYER SWITCH POE) |  | 1.5 DAYS | 54 | 6
PRINT FOC-600 LAYER 1 NETWORK DIAGRAM 34TH STREET HERALD SQ (MR278)
(E) TRANSIT WIRELESS SYSTEM FROM COMM J BOX 278-01 1-SM PATCH CORD |  | .5 DAY |  | 9
AND 1 SPARE DUPLEX SMF PATCH COARD IN (E) CONDUIT TO COMM ROOM MR 278 TO NEW IE5000 |  | .5 DAY |  | 9
(E) TRANSIT WIRELESS SYSTEM FROM COMM J BOX 278-10 1-SM PATCH CORD (LOWER LEVEL) |  | .5 DAY |  | 9
AND 1 SPARE DUPLEX SMF PATCH COARD IN (E) CONDUIT TO COMM ROOM MR278-10TO (E) AFDP(LOWER LEVEL) |  | .5 DAY |  | 9
(E) AFDP TO NEW IE4010 1-SM PATCH CORD AND 1 SPARE DUPLEX (UPPER PLATFORM) |  | .5 DAY |  | 10
(E) A-NODE 278-2 1 / 1-SM PATCH CORD AND 1 SPARE DUPLEX TO (E) DATA CABINET (MR278-02) | non emr -station work | .5 DAY | 3 | 10
PRINT FOC-601 LAYER 2 SIGNAL FLOW DIAGRAM PARSONS BLVD (MR278) STATION
(E) (MR278) DATA CABINET INSTALL NEW IE5000 ROOT SWITCH |  | .5 DAY |  | 10
(E) (MR227) ESS CABINET INSTALL NEW IE4010 SWITCH |  | .5 DAY |  | 10
NEW APN.08.1 & 2 SW-1&2 AND 1-RSTP TRUNK LINE |  | .5 DAY |  | 12
NEW APN.05. & 2 SW-1&2 AND 1-RSTP TRUNK LINE |  | .5 DAY | 2 | 12
PRINT FOC-602 EQUIPMENT & CONDUIT LAYOUT PARSONS BLVD EAST MEZZANINE
1-NEW WALL MOUNT APN.08.1 |  | .5 DAY |  | 3
1-NEW NETWORK PULLBOX |  | 1.5 DAYS |  | 5
1-NEW APPLICATION PULLBOX |  | 1.5 DAYS | 3.5 | 5
PRINT H-802 COMMUNICATIONS ROOM MR278 HVAC JAMAICA CENTER PARSONS / ARCHER STATION
1-FIRE DAMPER W/ 165 DEGREE F FUSIBLE LINK |  | 1 DAY |  | 6
CLEAR PLASTIC TUBINGS |  | 1 DAY |  | 7
DIFFERENTIAL PRESSURE SW & GAUGE |  | 1 DAY |  | 7
1-FIRE DAMPER W/ 165 DEGREE F FUSIBLE LINK |  | .5 DAY |  | 7
1-FIRESTAT |  | .5 DAY |  | 7
1-EXTERNAL ACTUATOR HONEYWELL CO. |  | .5 DAY |  | 11
1-MOTORIZED CONTROL DAMPER |  | .5 DAY | 5 | 11
PRINT A-610 JAMAICA CENTER PARSONS/ARCHER STATION CAB PLANS AND ELEVATIONS -ELEV-413
NOTE-1-RECESSED LED LIGHT FIXTURES |  | 2.5 DAYS |  | 11
NOTE-2-SURFACE MOUNTED CCTV CAMERA W/DOME-FINAL LOCATION BY COMM |  | 2.5 DAYS |  | 11
3-EXHAUST FAN W/ST STL HOUSING |  | 4.5 DAYS | 9.5 | 11
| TOTAL - | 202.5-DAYS
SHAFT WORK
REMOVE-1-SWITCH AND 2 FIXTURES & 1-RECEPTACLE |  | 1 DAY
413-PIT - 2-RECEPTACLES |  | 2 DAYS
1-SWITCH AND 2 FIXTURES |  | 3 DAYS
PRINT A-610 JAMAICA CENTER PARSONS/ARCHER STATION CAB PLANS AND ELEVATIONS -ELEV-413
NOTE-1-RECESSED LED LIGHT FIXTURES |  | 2.5 DAYS
NOTE-2-SURFACE MOUNTED CCTV CAMERA W/DOME-FINAL LOCATION BY COMM |  | 2.5 DAYS
3-EXHAUST FAN W/ST STL HOUSING |  | 4.5 DAYS
P+A43:C73RINT TF-301 FIRE ALARM SYSTEM DEVICE LAYOUT PARSONS/ ARCHER - ALL WORK MUST BE COORDINATED THROUGH NYCT
EMR-413A- ELEV.413 SMOKE DETECTOR |  | 4.5 DAYS
EMR-413A CONTROL RELAY MEZZANINE LEVEL |  | 4.5 DAYS | 24.5
EDR WORK
REMOVAL-EDR ON MEZZ-PANEL DB-12-CKT#4 -50A-FEEDING ELE.DIS.SW.-413 IN EMR 413A |  | 1-DAY
NEW FEED FROM EMR AT MEZZANINE EMR-413 TO LOWER LEVEL -2-1/2"C- APPX.320FT ABOVE HUNG CEILING |  | 10.5 DAYS
REMOVAL-EDR ON MEZZ-PANEL DB-12-CKT#4 -50A-FEEDING ELE.DIS.SW.-413 IN EMR 413A | YES TO EPR-1DAY | 4.5 DAYS | 16
EMR WORK
SURVEY-REMOVAL-EMR-413 |  | 1-DAY
EMAR #413A-(ELEV.MACHINE AUXLARY RM.) INSTALL NEW / PRINT H-602
1-LPE413 |  | 5 DAYS
1-15KVA TRANSFORMER- 480-208/120V |  | 3.5 DAYS
1-ELEVATOR DISCONNECT - FSW / L-603 |  | 1 DAY
2-RECEPTACLES |  | 2 DAYS
1-EXHAUST FAN TIGHT TO THE CEILING / PRINT H-602 |  | 1-DAY
1-DATA CABINET |  | 11.5 DAYS
1-EXHAUST FAN CONTROL PANEL / PRINT H-602 |  | 4.5 DAYS
1-ELECTRIC HEATER TIGHT TO THE CEILING / PRINT H-301 / L-603 |  | 1 DAY
1-F.A. MODULE / HORN & STROBE |  | 4.5 DAYS
1-QUADRUPLE DATA PORTS |  | 3.5 DAYS
1-EXHAUST FAN THERMOSTAT / PRINT H-602 |  | 1-DAY
1-HEAT TRACE PANEL & HEAT TRACE |  | 4.5 DAYS
EMR #413B INSTALL NEW / PRINT H-602
1-EXHAUST FAN CONTROL PANEL / PRINT H-602 |  | 4.5 DAYS
1-EXHAUST FAN / PRINT H-602 |  | 1-DAY
1-EXHAUST FAN THERMOSTAT / PRINT H-602 |  | 1-DAY
1-EXHAUST FAN TIGHT TO THE CEILING / PRINT H-602 |  | 1-DAY
1-TELEPHONE |  | 3.5 DAYS
1-TTB CABINET |  | 11.5 DAYS |  | when available
1-ELECTRIC HEATER TIGHT TO THE CEILING / PRINT H-301 / L-603 |  | 1 DAY
1-ELECTRIC HEATER THERMOSTAT / PRINT H-601 |  | 3.5 DAYS
1-F.A. MODULE / HORN & STROBE |  | 4.5 DAYS
1-ELEVATOR DISCONNECT SW / L-603/ L-602 |  | 1 DAY
1-HEAT TRACE PANEL & HEAT TRACE |  | 4.5 DAYS
3-RECEPTACLES |  | 2 DAYS
FROM COMM ROOM MR-278 (BENNING PANEL TO EMR #412 DATA CABINET POWER SUPPLY) |  | 4.5 DAYS
FROM COMM ROOM MR-278 (TTBD TO EMR #413B -TTB CABINET POWER SUPPLY) |  | 10.5 DAYS
APN.08.1 TO EMR #413A DATA CABINET ETHERNET EXTENDER |  | 4.5 DAYS
APN.08.1TO EMR #413 IP (IP FEATURE PHONE) |  | 4.5 DAYS
APN.08.1TO EMR #413 QPE (SECURE QUAD PORT ENCLOSURE) |  | 4.5 DAYS
APN.08.1 TO EMR #412 LIF NET (LIF NET) |  | 4.5 DAYS
APN.08.1TO EMR #413 ELEVATOR CONTROLER |  | 4.5 DAYS
TTB IN EMR #413 TO ELEVATOR CAB #211-/ 1-1PR #20 FOR L2 & EE POWER .48VDC & 1PR #20 FOR EE DATA |  | 1.5 DAYS
TTB IN EMR #413 TO ELEVATOR CAB #211-/ 1-1PR #20 FOR L2 POE (2 LAYER SWITCH POE) |  | 1.5 DAYS | 134
WORK OUTSIDE THE EMR
REMOVALS
REMOVE HALL STATION INTERCOM & COSTOMER SERVICE CALL BUTTON |  | 1-DAY
PRINT TE-002 REMOVING OF EXISTING SPEAKERPHONES & CAMERAS
ELEVATOR 412 MEZZANINE LANDING TO COMM ROOM SPEAKERPHONE - REMOVE-400FT |  | 2 DAYS
ELEVATOR 412 CAB & EMR TO PLATFORM LANDING- REMOVE-420FT |  | 2 DAYS
ELEVATOR 412 CAB EMR TO COMM ROOM SPEAKERPHONE - REMOVE-420FT |  | 2 DAYS
PRINT TE-601 ELEV.# 412 COMMUNICATIONS RISER DIAGRAM PARSONS BOULEVARD STATION
APN.02.1 TO IP (IP FEATURE PHONE) FULL TIME AGENT BOOTH 506 CONTROL AREA-BMT |  | 1.5 DAYS
APN.02.1 TO STREET LEVEL LANDING SP (IP SPEAKERPHONE) |  | 1.5 DAYS
APN.02.1 TO CONTROLE LEVEL LANDING IP-ADA1 (IP CCTV CAMERA) |  | 1.5 DAYS
PRINT FOC-600 LAYER 1 NETWORK DIAGRAM 34TH STREET HERALD SQ (MR278)
(E) TRANSIT WIRELESS SYSTEM FROM COMM J BOX 278-01 1-SM PATCH CORD |  | .5 DAY
AND 1 SPARE DUPLEX SMF PATCH COARD IN (E) CONDUIT TO COMM ROOM MR 278 TO NEW IE5000 |  | .5 DAY
(E) TRANSIT WIRELESS SYSTEM FROM COMM J BOX 278-10 1-SM PATCH CORD (LOWER LEVEL) |  | .5 DAY
AND 1 SPARE DUPLEX SMF PATCH COARD IN (E) CONDUIT TO COMM ROOM MR278-10TO (E) AFDP(LOWER LEVEL) |  | .5 DAY
(E) AFDP TO NEW IE4010 1-SM PATCH CORD AND 1 SPARE DUPLEX (UPPER PLATFORM) |  | .5 DAY
(E) A-NODE 278-2 1 / 1-SM PATCH CORD AND 1 SPARE DUPLEX TO (E) DATA CABINET (MR278-02) | non emr -station work | .5 DAY
PRINT FOC-601 LAYER 2 SIGNAL FLOW DIAGRAM PARSONS BLVD (MR278) STATION
(E) (MR278) DATA CABINET INSTALL NEW IE5000 ROOT SWITCH |  | .5 DAY
(E) (MR227) ESS CABINET INSTALL NEW IE4010 SWITCH |  | .5 DAY
NEW APN.08. & 2 SW-1&2 AND 1-RSTP TRUNK LINE |  | .5 DAY
NEW APN.05. & 2 SW-1&2 AND 1-RSTP TRUNK LINE |  | .5 DAY
PRINT FOC-602 EQUIPMENT & CONDUIT LAYOUT PARSONS BLVD EAST MEZZANINE
1-NEW WALL MOUNT APN.081 |  | .5 DAY | 17
1-NEW NETWORK PULLBOX |  | 1.5 DAYS
1-NEW APPLICATION PULLBOX |  | 1.5 DAYS
PRINT H-802 COMMUNICATIONS ROOM MR278 HVAC JAMAICA CENTER PARSONS / ARCHER STATION
1-FIRE DAMPER W/ 165 DEGREE F FUSIBLE LINK |  | 1 DAY
CLEAR PLASTIC TUBINGS |  | 1 DAY
DIFFERENTIAL PRESSURE SW & GAUGE |  | 1 DAY
1-FIRE DAMPER W/ 165 DEGREE F FUSIBLE LINK |  | .5 DAY
1-FIRESTAT |  | .5 DAY
1-EXTERNAL ACTUATOR HONEYWELL CO. |  | .5 DAY
1-MOTORIZED CONTROL DAMPER |  | .5 DAY
PRINT FOC-602 EQUIPMENT & CONDUIT LAYOUT PARSONS BLVD EAST MEZZANINE
1-NEW WALL MOUNT APN.08.1 |  | .5 DAY
1-NEW NETWORK PULLBOX |  | 1.5 DAYS
1-NEW APPLICATION PULLBOX |  | 1.5 DAYS
PRINT TE-002 REMOVING OF EXISTING SPEAKERPHONES & CAMERAS
ELEVATOR 413 MEZZANINE LANDING TO COMM ROOM SPEAKERPHONE - REMOVE-330FT |  | 2 DAYS
ELEVATOR 413 CAB & EMR TO PLATFORM LANDING- REMOVE-340FT |  | 2 DAYS
ELEVATOR 413 COM.RM.TO PLATFORM LANDING- REMOVE-350FT |  | 2 DAYS
ELEVATOR 413 CAB EMR TO COMM ROOM SPEAKERPHONE - REMOVE-380FT |  | 2 DAYS
REMOVALS
REMOVE HALL STATION INTERCOM & COSTOMER SERVICE CALL BUTTON |  | 1-DAY | 37.5
OLD FEED FROM EDR SWITCHBOARD -2B TO EMR 413 1-1/2" C. & 4#2 | TOTAL | 202-DAYS

## TIME FRAMES 34TH ST.6TH-210
TIME FRAMES
34TH HERALD SQUARE STATION 6TH AVE (IND) ELEV.-210
SURVEYS | A&P | DURATION
EL210 REMOVAL--FEED FROM ROOM ELEC.RM 21 LOCATED ON THE RAMP OF THE IND NORTH END LOW-MEZ TO EMR 210 | YES TO ELEC.RM 21-1DAY | 1-DAY |  | 1
EL210 NEW FEED FROM ROOM ELEC.RM 21 LOCATED ON THE RAMP OF THE IND NORTH END LOW-MEZ TO DBEL-210-2"C | YES TO ELEC.RM 21-1DAY | SAME DAY |  | 1
EMR210 -REMOVALS/1-PULL BOX/1-100A FUSED DISCONNECT/1-100A DISCONNECT/1-15KV XFMR/1- SUMP PUMP/1-PANEL ER1 | YES TO EMR-210.RM 21-1DAY | 1-DAY |  | 1
FROM COMM ROOM MR-227 (BENNING PANEL TO EMR #209 DATA CABINET POWER SUPPLY-3#10) PRINT TE-201 | YES TO MR-227.RM 21-1DAY | 1-DAY |  | 1
REMOVALS
REMOVE HALL STATION INTERCOM & COSTOMER SERVICE CALL BUTTON |  | 1-DAY |  | 2
1-SWITCH AND 1 FIXTURES |  | 1-DAY |  | 2
1-HEATERS |  | 1-DAY |  | 2
OLD FEED FROM ELEC.RM.21-PPR2 CKT#8 TO EMR 210 / 1-1/2" CONDUIT |  | 3-DAYS |  | 2
1-PULL BOX |  | 1.5-DAYS |  | 3
1-100A FUSED DISCONNECT |  | 1.5-DAYS |  | 3
1-100A DISCONNECT |  | 1.5-DAYS |  | 3
1-15KV TRANSFORMER |  | 1.5-DAYS |  | 3
1-REMOVE SUMP PUMP |  | 1.5-DAYS |  | 2
1-PANEL ER2 |  | .5-DAY |  | 3
ELEVATOR 210 MEZZANINE LANDING TO AGENT BOOTH N506-REMOVE CAMERA & SPEAKERPHONE MEZZ | 350FT | 2 DAYS |  | 2
ELEVATOR 210 PLATFORM LANDING TO AGENT BOOTH N506-REMOVE CAMERA & SPEAKERPHONE PLATFORM | 380FT | 2 DAYS |  | 2
ELEVATOR 210 CAB & EMR TO AGENT BOOTH N506-REMOVE CAMERA & SPEAKERPHONE IN ELEV.CAB | 430FT | 4 DAYS | 25 | 2
EMR.210 NEW
EMR210 NEW FEED FROM ROOM ELEC.RM 21 LOCATED ON THE RAMP OF THE IND NORTH END LOW-MEZ |  | 4 DAYS |  | 4
1-DBEL-(DISTRIBUTION BOARD ELEV) 480/277V
1-100A DISCONNECT |  | 3.5-DAYS |  | 4
1-30 HP SUMP PUMP |  | 4.5 DAYS |  | 4
1-30KVA TRANSFORMER- 480-208/120V |  | 3.5-DAYS |  | 4
1-LPE210 |  | 4.5-DAYS |  | 4
1-EXHAUST FAN CONTROL PANEL / PRINT H-202 |  | 4.5 DAYS |  | 5
1-EXHAUST FAN / PRINT H-202 |  | 1-DAY |  | 7
1-EXHAUST FAN THERMOSTAT / PRINT H-202 |  | 1-DAY |  | 7
1-EXHAUST FAN TIGHT TO THE CEILING / PRINT H-202 |  | 1-DAY |  | 5
1-TELEPHONE |  | 3.5 DAYS |  | 5
1-TTB CABINET |  | 11.5 DAYS |  | 5
1-DATA CABINET |  | 11.5 DAYS |  | 5
1-ELECTRIC HEATER TIGHT TO THE CEILING / PRINT H-301 / L-203 |  | 1 DAY |  | 6
1-ELECTRIC HEATER THERMOSTAT / PRINT H-201 |  | 3.5 DAYS |  | 6
1-F.A. MODULE / HORN & STROBE |  | 4.5 DAYS |  | 6
1-HEAT TRACE PANEL & HEAT TRACE |  | 4.5 DAYS |  | 6
1-QUADRUPLE DATA PORTS |  | 3.5 DAYS |  | 6
EL210 NEW LIGHTING LAYOUT
1-SWITCH AND 5 FIXTURES |  | 7 DAYS |  | 5
EL210 NEW PIT POWER PLAN
1-SWITCH AND 2 FIXTURES |  | 4 DAYS |  | 5
EMR.213 NEW-PRINT E-303
1-DATA CABINET |  | 11.5 DAYS |  | 4
1-QUADRUPLE DATA PORTS |  | 3.5 DAYS | 97 | 4
PRINT TE-202 ELEV.# 210 COMMUNICATIONS RISER DIAGRAM 34TH STREET-6TH AVE (IND)
FROM COMM ROOM MR-227 (BENNING SUBPANEL TO EMR #210 DATA CABINET POWER SUPPLY) |  | 8.5 DAYS |  | 3
FROM COMM ROOM MR-227 (TTBD TO EMR #210 TTB CABINET POWER SUPPLY) |  | 9 DAYS |  | 3
APN.02.1 TO EMR #210 DATA CABINET ETHERNET EXTENDER |  | 4.5 DAYS |  | 7
APN.02.TO EMR #210 IP (IP FEATURE PHONE) |  | 2.5 DAYS |  | 6
APN.02.1 TO EMR #210 QPE (SECURE QUAD PORT ENCLOSURE) |  | 2.5 DAYS |  | 6
APN.02.1 TO EMR #210 C (ELEVATOR CONTROLLER) |  | 2.5 DAYS |  | 7
APN.02.1 TO EMR #210 LIF NET (LIF NET) |  | 2.5 DAYS |  | 7
APN.02.1 TO UPPER MEZZANINE LANDING SP (IP SPEAKERPHONE) |  | 4.5 DAYS |  | 7
APN.02.1 TO UPPER MEZZANINE LANDING IP-ADA6 (IP CCTV CAMERA) |  | 4.5 DAYS |  | 6
TTB IN EMR #210 TO ELEVATOR CAB #210-/ 1-1PR #20 FOR L2 & EE POWER .48VDC & 1PR #20 FOR EE DATA |  | 4.5 DAYS |  | 6
TTB IN EMR #210 TO ELEVATOR CAB #210-/ 1-1PR #20 FOR L2 POE (2 LAYER SWITCH POE) |  | 2.5 DAYS |  | 8
APN.07.1 LOCATION? TO PLATFORM LEVEL LANDING LANDING IP-ADA2 (IP CCTV CAMERA) |  | 4.5 DAYS |  | 8
APN.07.1 LOCATION? TO PLATFORM LEVEL LANDING SP (IP SPEAKERPHONE) |  | 4.5 DAYS |  | 8
PRINT TE-205 COMM & IP EQUIPMENT CONDUIT LAYOUT PLATFORM LEVEL 34TH STREET 6TH AVE IND
ELEV. 210 PULLBOX FOR CONDUIT BETWEEN APN AND APB 2 CAT 6 3/4 " CONDUIT |  | 3.5 DAYS |  | 8
ELEV. 210 FROM PULLBOX APB TO ADA6 CAMERA |  | 1-DAY |  | 12
ELEV. 210 FROM PULLBOX APB TO SPEAKER PHONE |  | 1-DAY |  | 12
ELEV. 210 LOCATION OF APN.07.1 |  | .5 DAY
PRINT TF-201 FIRE ALARM SYSTEM DEVICE LAYOUT - ALL WORK MUST BE COORDINATED THROUGH NYCT
EMR-G15 ELEV 210 CONTROL RELAY PRIMARY LANDING UPPER MEZZANINE LEVEL |  | 3.5 DAYS |  | 5
ELEV 210 -PRIMARY LANDING UPPER MEZZANINE LEVEL - NOTE 3 |  | 3.5 DAYS |  | 5
ELEV 210 -ALTERNATE LANDING UPTOWN LEVEL - NOTE 3 |  | 3.5 DAYS |  | 5
PRINT FOC-200 LAYER 1 NETWORK DIAGRAM 34TH STREET& 6TH AVE STATION (MR227) & (MR12)
(E) TRANSIT WIRELESS SYSTEM FROM COMM J BOX 227-01 1-SM PATCH CORD |  | .5 DAY |  | 9
AND 1 SPARE DUPLEX SMF PATCH COARD IN (E) CONDUIT TO COMM ROOM MR227 TO NEW IE4010 |  | .5 DAY |  | 9
(E) TRANSIT WIRELESS SYSTEM FROM COMM J BOX 227-01 1-SM PATCH CORD (MR227) |  | .5 DAY |  | 9
AND 1 SPARE DUPLEX SMF PATCH COARD IN (E) CONDUIT TO COMM ROOM MR227TO (E) AFDP(MR227) |  | .5 DAY |  | 9
(E) AFDP TO NEW IE4010 1-SM PATCH CORD AND 1 SPARE DUPLEX (MR227) |  | .5 DAY |  | 9
(E) CCTV CABINET 1-CAT 6 FROM N-IE4010 TO (E) 3750 (MR227) |  | .5 DAY |  | 10
(E) AFDP TO NEW IE5000 1-SM PATCH CORD AND 1 SPARE DUPLEX TO (E) DATA CABINET (MR12) |  | .5 DAY |  | 10
(E) AFDP TO NEW IE5000 1-SM PATCH CORD AND 1 SPARE DUPLEX TO (E) CCTV CABINET (MR12) |  | .5 DAY |  | 10
(N) IE5000 FROM (E) CCTV CABINET 1-SM PATCH CORD AND 1 SPARE DUPLEX TO (E) DATA CABINET (MR12) |  | .5 DAY |  | 11
(E) DATA CABINET 1-CAT 6 FROM N-IE5000 TO (N) IE4010 (MR12) |  | .5 DAY |  | 11
PRINT FOC-205 EQUIPMENT CONDUIT LAYOUT COMMUNICATIONS ROOM MR227
NEW 1" CONDUIT TO EXISTING TRAY & 1 NEW PATCHCORD TO (E) CCTV CABINET FROM (E) AFDP |  | 1-DAY |  | 10
1 NEW PATCHCORD IN INNER DUCT IN TRAY FROM (E) CCTV CABINET TO (E) COMM.JB 227-01 IN (E) CONDUIT |  | 1-DAY |  | 11
ELEV. 210 PULLBOX FOR CONDUIT BETWEEN APN AND APB 2 CAT 6 3/4 " CONDUIT |  | 3.5 DAYS |  | 11
ELEV. 210 FROM PULLBOX APB TO ADA6 CAMERA |  | 1-DAY |  | 8
ELEV. 210 FROM PULLBOX APB TO SPEAKER PHONE |  | 1-DAY |  | 8
ELEV. 210 LOCATION OF APN.07.1 |  | .5 DAY | 86 | 8
TOTAL-208
SHAFT WORK
REMOVE-1-SWITCH AND 2 FIXTURES & 1-RECEPTACLE |  | 1 DAY
413-PIT - 2-RECEPTACLES |  | 2 DAYS
1-REMOVE SUMP PUMP |  | 1.5-DAYS
REMOVE-CABLE PLAN
ELEVATOR 210 MEZZANINE LANDING TO AGENT BOOTH N506-REMOVE CAMERA & SPEAKERPHONE MEZZ | 350FT | 2 DAYS
ELEVATOR 210 PLATFORM LANDING TO AGENT BOOTH N506-REMOVE CAMERA & SPEAKERPHONE PLATFORM | 380FT | 2 DAYS
ELEVATOR 210 CAB & EMR TO AGENT BOOTH N506-REMOVE CAMERA & SPEAKERPHONE IN ELEV.CAB | 430FT | 4 DAYS
EL210 NEW LIGHTING LAYOUT
1-SWITCH AND 5 FIXTURES |  | 7 DAYS
EL210 NEW PIT POWER PLAN
1-SWITCH AND 2 FIXTURES |  | 4 DAYS
TTB IN EMR #210 TO ELEVATOR CAB #210-/ 1-1PR #20 FOR L2 & EE POWER .48VDC & 1PR #20 FOR EE DATA |  | 4.5DAYS
TTB IN EMR #210 TO ELEVATOR CAB #210-/ 1-1PR #20 FOR L2 POE (2 LAYER SWITCH POE) |  | 2.5DAYS
EDR WORK
EL210 REMOVAL-SUEVRY FEED FROM ROOM ELEC.RM 21 LOCATED ON THE RAMP OF THE IND NORTH END LOW-MEZ TO EMR 210 | YES TO ELEC.RM 21-1DAY | 1-DAY
EL210 NEW FEED SERVEYN FROM ROOM ELEC.RM 21 LOCATED ON THE RAMP OF THE IND NORTH END LOW-MEZ TO DBEL-210-2"C | YES TO ELEC.RM 21-1DAY | SAME DAY
EL210 -FEED FROM ROOM ELEC.RM 21 LOCATED ON THE RAMP OF THE IND NORTH END LOW-MEZ | YES TO EPR-1DAY | 3.5 DAYS
EMR WORK
REMOVALS
REMOVE HALL STATION INTERCOM & COSTOMER SERVICE CALL BUTTON |  | 1-DAY
1-SWITCH AND 1 FIXTURES |  | 1-DAY
1-HEATERS |  | 1-DAY
OLD FEED FROM ELEC.RM.21-PPR2 CKT#8 TO EMR 210 / 1-1/2" CONDUIT |  | 3.5-DAYS
1-PULL BOX |  | 1.5-DAYS
1-100A FUSED DISCONNECT |  | 1.5-DAYS
1-100A DISCONNECT |  | 1.5-DAYS
1-15KV TRANSFORMER |  | 1.5-DAYS
1-REMOVE SUMP PUMP |  | 1.5-DAYS
1-PANEL ER2 |  | .5-DAY
EMR210 NEW FEED FROM ROOM ELEC.RM 21 LOCATED ON THE RAMP OF THE IND NORTH END LOW-MEZ |  | 4 DAYS
1-DBEL-(DISTRIBUTION BOARD ELEV) 480/277V
1-100A DISCONNECT |  | 3.5-DAYS
1-30 HP SUMP PUMP |  | 4.5 DAYS
1-30KVA TRANSFORMER- 480-208/120V |  | 3.5-DAYS
1-LPE210 |  | 4.5-DAYS
1-EXHAUST FAN CONTROL PANEL / PRINT H-202 |  | 4.5 DAYS
1-EXHAUST FAN / PRINT H-202 |  | 1-DAY
1-EXHAUST FAN THERMOSTAT / PRINT H-202 |  | 1-DAY
1-EXHAUST FAN TIGHT TO THE CEILING / PRINT H-202 |  | 1-DAY
1-TELEPHONE |  | 3.5 DAYS
1-TTB CABINET |  | 11.5 DAYS
1-DATA CABINET |  | 11.5 DAYS
1-ELECTRIC HEATER TIGHT TO THE CEILING / PRINT H-301 / L-203 |  | 1 DAY
1-ELECTRIC HEATER THERMOSTAT / PRINT H-201 |  | 3.5 DAYS
1-F.A. MODULE / HORN & STROBE |  | 4.5 DAYS
1-HEAT TRACE PANEL & HEAT TRACE |  | 4.5 DAYS
1-QUADRUPLE DATA PORTS |  | 3.5 DAYS
EL210 NEW LIGHTING LAYOUT
1-SWITCH AND 5 FIXTURES |  | 7 DAYS
EL210 NEW PIT POWER PLAN
1-SWITCH AND 2 FIXTURES |  | 4 DAYS
PRINT TE-202 ELEV.# 210 COMMUNICATIONS RISER DIAGRAM 34TH STREET-6TH AVE (IND)
FROM COMM ROOM MR-227 (BENNING SUBPANEL TO EMR #210 DATA CABINET POWER SUPPLY) |  | 8.5 DAYS
FROM COMM ROOM MR-227 (TTBD TO EMR #210 TTB CABINET POWER SUPPLY) |  | 9 DAYS
APN.02.1 TO EMR #210 DATA CABINET ETHERNET EXTENDER |  | 4.5 DAYS
APN.02.TO EMR #210 IP (IP FEATURE PHONE) |  | 2.5 DAYS
APN.02.1 TO EMR #210 QPE (SECURE QUAD PORT ENCLOSURE) |  | 2.5 DAYS
APN.02.1 TO EMR #210 C (ELEVATOR CONTROLLER) |  | 2.5 DAYS
APN.02.1 TO EMR #210 LIF NET (LIF NET) |  | 2.5 DAYS
EMR.213 NEW-PRINT E-303
1-DATA CABINET
1-QUADRUPLE DATA PORTS
WORK OUTSIDE THE EMR
PRINT TE-202 ELEV.# 210 COMMUNICATIONS RISER DIAGRAM 34TH STREET-6TH AVE (IND)
APN.02.1 TO UPPER MEZZANINE LANDING SP (IP SPEAKERPHONE) |  | 4.5 DAYS
APN.02.1 TO UPPER MEZZANINE LANDING IP-ADA6 (IP CCTV CAMERA) |  | 2.5 DAYS
APN.07.1 LOCATION? TO PLATFORM LEVEL LANDING LANDING IP-ADA2 (IP CCTV CAMERA) |  | 4.5 DAYS
APN.07.1 LOCATION? TO PLATFORM LEVEL LANDING SP (IP SPEAKERPHONE) |  | 4.5 DAYS
PRINT TE-205 COMM & IP EQUIPMENT CONDUIT LAYOUT PLATFORM LEVEL 34TH STREET 6TH AVE IND
ELEV. 210 PULLBOX FOR CONDUIT BETWEEN APN AND APB 2 CAT 6 3/4 " CONDUIT |  | 3.5 DAYS
ELEV. 210 FROM PULLBOX APB TO ADA6 CAMERA |  | 1-DAY
ELEV. 210 FROM PULLBOX APB TO SPEAKER PHONE |  | 1-DAY
ELEV. 210 LOCATION OF APN.07.1 |  | .5 DAY
PRINT TF-201 FIRE ALARM SYSTEM DEVICE LAYOUT - ALL WORK MUST BE COORDINATED THROUGH NYCT
EMR-G15 ELEV 210 CONTROL RELAY PRIMARY LANDING UPPER MEZZANINE LEVEL |  | 3.5 DAYS
ELEV 210 -PRIMARY LANDING UPPER MEZZANINE LEVEL - NOTE 3 |  | 3.5 DAYS
ELEV 210 -ALTERNATE LANDING UPTOWN LEVEL - NOTE 3 |  | 3.5 DAYS
PRINT FOC-200 LAYER 1 NETWORK DIAGRAM 34TH STREET& 6TH AVE STATION (MR227) & (MR12)
(E) TRANSIT WIRELESS SYSTEM FROM COMM J BOX 227-01 1-SM PATCH CORD |  | .5 DAY
AND 1 SPARE DUPLEX SMF PATCH COARD IN (E) CONDUIT TO COMM ROOM MR227 TO NEW IE4010 |  | .5 DAY
(E) TRANSIT WIRELESS SYSTEM FROM COMM J BOX 227-01 1-SM PATCH CORD (MR227) |  | .5 DAY
AND 1 SPARE DUPLEX SMF PATCH COARD IN (E) CONDUIT TO COMM ROOM MR227TO (E) AFDP(MR227) |  | .5 DAY
(E) AFDP TO NEW IE4010 1-SM PATCH CORD AND 1 SPARE DUPLEX (MR227) |  | .5 DAY
(E) CCTV CABINET 1-CAT 6 FROM N-IE4010 TO (E) 3750 (MR227) |  | .5 DAY
(E) AFDP TO NEW IE5000 1-SM PATCH CORD AND 1 SPARE DUPLEX TO (E) DATA CABINET (MR12) |  | .5 DAY
(E) AFDP TO NEW IE5000 1-SM PATCH CORD AND 1 SPARE DUPLEX TO (E) CCTV CABINET (MR12) |  | .5 DAY
(N) IE5000 FROM (E) CCTV CABINET 1-SM PATCH CORD AND 1 SPARE DUPLEX TO (E) DATA CABINET (MR12) |  | .5 DAY
(E) DATA CABINET 1-CAT 6 FROM N-IE5000 TO (N) IE4010 (MR12) |  | .5 DAY
PRINT FOC-205 EQUIPMENT CONDUIT LAYOUT COMMUNICATIONS ROOM MR227
NEW 1" CONDUIT TO EXISTING TRAY & 1 NEW PATCHCORD TO (E) CCTV CABINET FROM (E) AFDP |  | 1-DAY
1 NEW PATCHCORD IN INNER DUCT IN TRAY FROM (E) CCTV CABINET TO (E) COMM.JB 227-01 IN (E) CONDUIT |  | 1-DAY
ELEV. 210 PULLBOX FOR CONDUIT BETWEEN APN AND APB 2 CAT 6 3/4 " CONDUIT |  | 3.5 DAYS
ELEV. 210 FROM PULLBOX APB TO ADA6 CAMERA |  | 1-DAY
ELEV. 210 FROM PULLBOX APB TO SPEAKER PHONE |  | 1-DAY
ELEV. 210 LOCATION OF APN.07.1 |  | .5 DAY
FROM COMM ROOM MR-227 (BENNING PANEL TO EMR #209 DATA CABINET POWER SUPPLY-3#10) PRINT TE-201